## Department
ID | Code | Name | Status | CompanyId
1 | NA | NOTSET | Deleted | 1
3 | 210 | Office of the Resident Vice-President | Active | 1
4 | 211 | Office of the RMO | Active | 1
5 | 212 | ISO Office | Active | 1
6 | 221 | EDP/MIS Services/ICT (Minesite) | Active | 1
7 | 231 | Analytical Laboratory | Active | 1
8 | 241 | Office of the President | Active | 1
9 | 311 | Office of the Equipment Maintenance Division | Active | 1
10 | 341 | Mobile Department | Active | 1
11 | 342 | Mobile Maintenance | Active | 1
12 | 344 | Mobile Support and Light Equipment | Active | 1
13 | 345 | Mobile Preventive Maintenance | Active | 1
14 | 346 | Mobile Programmed Repair | Active | 1
15 | 352 | Machine Shop | Active | 1
16 | 361 | Power Plant Department - Captive(Coal Fired) | Active | 1
17 | 362 | Power Plant Department - MIRRLEES(Diesel/Bunker) | Active | 1
18 | 363 | Power Plant Department - 1 x 15MW | Active | 1
19 | 364 | Power Plant Department - New Wartsila | Active | 1
20 | 365 | Desalination Plant | Active | 1
21 | 370 | Mechanical Services Department | Active | 1
22 | 371 | Mechanical Machine | Active | 1
23 | 372 | In-pit Crusher System | Active | 1
24 | 373 | Oxy/Ace Plant | Active | 1
25 | 374 | MSD Special Project | Active | 1
26 | 375 | MSD Coal Washing Plant | Active | 1
27 | 381 | Mechanical Conveying | Active | 1
28 | 382 | Calaca Coal Handling | Active | 1
29 | 383 | Semirara - Shipping | Active | 1
30 | 391 | Mechanical Central Planning | Active | 1
31 | 421 | Mine Planning Engineering Dept. | Active | 1
32 | 423 | MPED-Survey | Active | 1
33 | 431 | Mine Bucketwheel Division | Active | 1
34 | 440 | Mine Operation Division | Active | 1
35 | 441 | Mine Truck Shovel Operation | Active | 1
36 | 451 | Electrical Dept. | Active | 1
37 | 453 | Electrical - Mine Support Operations | Active | 1
38 | 457 | Electrical -Electronic and Communication | Active | 1
39 | 458 | Electrical - Repair Shop | Active | 1
40 | 461 | Geology | Active | 1
41 | 463 | Pit Geology | Active | 1
42 | 464 | Geology-Hydrology | Active | 1
43 | 465 | Drilling and Well Maintenance | Active | 1
44 | 466 | Coal Exploration | Active | 1
45 | 471 | Product | Active | 1
46 | 481 | Dewatering | Active | 1
47 | 491 | Coal Washing Plant | Active | 1
48 | 492 | Coal Washing Plant (Panian) | Active | 1
49 | 511 | Office of the ADM | Active | 1
50 | 521 | Admin Services Department | Active | 1
51 | 522 | CSR | Active | 1
52 | 523 | Marine Biology | Active | 1
53 | 524 | CRO | Active | 1
54 | 525 | SMC Training Center (STCI) | Active | 1
55 | 526 | Humic Acid Plant | Active | 1
56 | 527 | Admin. Services - Non-Mining | Active | 1
57 | 528 | Pottery (Claystone) | Active | 1
58 | 529 | Ice Plant | Active | 1
59 | 531 | Safety - Environmental | Active | 1
60 | 532 | Foodcourt | Active | 1
61 | 541 | Medical | Active | 1
62 | 551 | HROD | Active | 1
63 | 561 | Safety - Mine | Active | 1
64 | 571 | Security | Active | 1
65 | 591 | CWD (Infra) | Active | 1
66 | 611 | MCD | Active | 1
67 | 618 | IPC | Active | 1
68 | 711 | Accounting & Controllership | Active | 1
69 | 721 | Mine Operations Audit | Active | 1
70 | 731 | Cashiering | Active | 1
71 | 761 | Divine Word School of Semirara Is. Inc. (DWSSII) | Active | 1
72 | 771 | Divine Word High School | Active | 1
73 | 801 | Office of the Executive Comm | Active | 1
74 | 802 | Marketing- Makati Office | Active | 1
75 | 803 | Human Resource and Admin Dept-Makati Office | Active | 1
76 | 804 | Accounting - Makati Office | Active | 1
77 | 805 | Finance - Makati Office | Active | 1
78 | 806 | Treasury - Makati Office | Active | 1
79 | 807 | Admin - Royal Star Aviation | Active | 1
80 | 808 | ICT/MIS Makati | Active | 1
81 | 809 | Audit | Active | 1
82 | 810 | Legal | Active | 1
83 | 811 | Purchasing | Active | 1
84 | 812 | Good Governance | Active | 1
85 | 813 | Office of the Chief Executive Officer/President | Active | 1
86 | 814 | Taguig Warehouse | Active | 1
87 | 815 | Special Project - Mining B (DMC- MINING) | Active | 1
88 | 816 | Special Project - Power Project-Concepcion | Active | 1
89 | 817 | Special Project - Power Project-(DMCI-POWER) | Active | 1
90 | 818 | Special Project - Mining C (Surigao) | Active | 1
91 | 819 | Special Project - Calaca - (SEM-CALACA) | Active | 1
92 | 820 | DACON | Active | 1
93 | 821 | Prominent Fruits Incorporated | Active | 1
94 | 822 | Special Project - Southwest Luzon Power | Active | 1
95 | 823 | DFC-Holding, Inc. | Active | 1
96 | 824 | Semirara Energy Utilities, Inc. (SEUI) | Active | 1
97 | 825 | Special Project - Power Project (Masbate Power) | Active | 1
98 | 826 | SRPGC - St. Rafael Power Generation Corp. | Active | 1
99 | 827 | SBPGC - Sem-Balayan Power Generation Corp. | Active | 1
100 | 828 | Special Project - Office | Active | 1
101 | 829 | Sem-Cal Industrial Park Developers Inc. (SCIPDI) | Active | 1
102 | 830 | VACSI | Active | 1
103 | 831 | Risk Advisory Department | Active | 1
104 | 832 | Power Plant 1 x 350MW | Active | 1
105 | 833 | Energy Traders Department | Active | 1
106 | 834 | MARKET AND COMMERCIAL OPERATION | Active | 1
107 | 835 | OFFICE OF THE CIO | Active | 1
108 | 836 | Admin and General Services Department | Active | 1
109 | 871 | AG & P | Active | 1
110 | 872 | UPDI ( Urban Property Developers Inc.) | Active | 1
111 | 873 | DMCI-HI | Active | 1
112 | 874 | CSL Construction Corp. | Active | 1
113 | 875 | IWMPC | Active | 1
114 | 876 | SEMFA | Active | 1
115 | 877 | Coolmate Corporation | Active | 1
116 | 878 | Betans Boiler & Repair Service | Active | 1
117 | 879 | ACES - Drilling | Active | 1
118 | 880 | RECODO | Active | 1
119 | 881 | CERI-Drilling | Active | 1
120 | 882 | CERI-Shipping | Active | 1
121 | 883 | Outsiders | Active | 1
122 | 884 | Advances to Contractors | Active | 1
123 | 885 | Advances to O&E | Active | 1
124 | 886 | Contractor - M&S | Active | 1
125 | 887 | CERI-COMMISSARY | Active | 1
126 | 888 | SEMCO | Active | 1
127 | 889 | SECURITY-KING JR. | Active | 1
128 | 890 | MESSHALL - FOODMATCH | Active | 1
129 | 891 | Contractor-DMC-CERI | Active | 1
130 | 892 | Contractor-DMC-CERI Drilling (Minesite) | Active | 1
131 | 893 | Contractor-DMCI | Active | 1
132 | 894 | Consignor-Muesi (Monark Equipt.) | Active | 1
133 | 895 | Consignor-Cummins | Active | 1
134 | 896 | Consignor-Maxima | Active | 1
135 | 897 | Consignor-Morse Hydraulics | Active | 1
136 | 898 | Consignor-Asiapac | Active | 1
137 | 899 | Consignor-Beta Equipment | Active | 1
138 | 900 | Consignor-Asia Bell Equipment | Active | 1
139 | 901 | Consignor-Cathay Industrial&Mill Supply | Active | 1
140 | 902 | Contractor-Assistco Energy&Industrial Corp. | Active | 1
141 | 903 | Contractor-RVAB Contractor | Active | 1
142 | 904 | Contractor-Southern Ship Handlers, Inc. | Active | 1
143 | 905 | Technical | Active | 1
144 | 906 | Procurement and Logistics | Active | 1
145 | 907 | Business Development | Active | 1
146 | 908 | Assay Laboratory | Active | 1
147 | 909 | Planning & Grade Control | Active | 1
148 | 910 | Surveying | Active | 1
149 | 911 | Ore Transport & Hauling | Active | 1
150 | 912 | Road Maintenance | Active | 1
151 | 913 | Stockpile Maintenance | Active | 1
152 | 914 | Port Operation | Active | 1
153 | 915 | Warehousing & Materials Control | Active | 1
154 | 916 | Nursery & Environment | Active | 1
155 | 917 | Social Development | Active | 1
156 | 918 | Contractor-Masterflow Concrete Pumping Service, In | Active | 1
157 | 919 | Project Development | Active | 1
158 | 920 | Contractor-R.A. Nepumuceno | Active | 1
159 | 921 | Nitro Asia Company, Inc. | Active | 1
160 | 922 | Chesteel Marine Industrial Corporation | Active | 1
161 | 923 | NBG MARINE TRADING & SERVICES | Active | 1
162 | 924 | Consignor-Le Price International Corporation | Active | 1
163 | 925 | Lee Master | Active | 1
164 | 926 | Beulah Builders | Active | 1
165 | 927 | Hyundai | Active | 1
166 | 928 | Bauer Foundation | Active | 1
167 | 929 | Toplis Marine (Inspectorate) | Active | 1
168 | 930 | Corporate Communication Dept | Active | 1
169 | 931 | Corporate Planning | Active | 1
170 | 932 | PTT Philippines | Active | 1
171 | 933 | Sem-Cal Res Corporation | Active | 1
172 | 999 | Closing (Accounting Use Only!) | Active | 1
173 | DUMMY | DUMMY (FOR TRANSFER ORDER ONLY) | Active | 1

## Users
Id | Username | RoleId | Password | FirstName | LastName | Name | Status | Email | Domain | CompanyAccess | UserType | DepartmentId | DispenserAccess | LubeAccess | DateModified
1 | kcmalapit | 1 |  | Kristoffer | Malapit | Kristoffer Malapits | 1 | kcmalapit@semirarampc.com | SMCDACON | 1 |  | 5 | 2,3 | 2,5 | 11/25/2021 12:00:00 AM
2 | jfquia | 1 |  |  |  | Jazel F. Quia | 1 | jfquia@semirarampcsite.com | SEMIRARAMINING | 1 |  | 6 | 1,2 | 5,7,1 | 1/3/2022 2:23:23 PM
3 | navtest1 | 2 |  |  |  | Navision U. Test1 | 1 | null | SEMIRARAMINING | 1 |  | 6 | 1 | 2 | 1/3/2022 4:10:44 PM
4 | navtest01 | 2 | 124741419202559817597229149321486119410014824814827 | Nav | Test | Nav Test | 1 |  | Local | 1 |  | 6 | 3 | 1 | 1/4/2022 10:34:19 AM
5 | admin | 1 | 124741419202559817597229149321486119410014824814827 | Admin | Admin | Admin Admin | 1 |  | Local | 1 |  | 6 | 1 | 1 | 1/7/2022 9:49:48 AM
6 | admin2 | 2 | 124741419202559817597229149321486119410014824814827 | Admin | Admin | Admin Admin | 1 |  | Local | 1 |  | 3 | 2 | 2,5 | 1/5/2022 9:38:11 AM
7 | adminkris | 1 | 124741419202559817597229149321486119410014824814827 | Admin | Admin | Admin Admin | 0 |  | Local | 1 |  | 6 | 2,3 | 5,6 | 12/29/2021 1:51:58 PM
8 | jlgeneblaza | 1 |  |  |  | Joel L. Geneblaza | 1 | jlgeneblaza@semirarampcsite.com | SEMIRARAMINING | 1 |  | 66 | 2,3,4,5,6,7 | 5,7,6,2,3,4,9,8,10 | 12/16/2021 2:28:50 PM
9 | rahornales | 2 |  |  |  | Rowena A. Hornales | 1 | rahornales@semirarampcsite.com | SEMIRARAMINING |  |  | 1 | 1 | 1 | 12/9/2021 2:17:01 PM
10 | ebysugs | 1 | 1384518810711871471552411704411944502151006246117163 | EDJUN | YSUG | EDJUN YSUG | 1 |  | Local | 1 |  | 66 | 2,3,4,5,6,7 |  | 1/7/2022 1:51:21 PM
11 | navtest02 | 2 | 124741419202559817597229149321486119410014824814827 | Navision | Test02 | Navision Test02 | 1 |  | Local | 1 |  | 6 | 1 | 5 | 1/6/2022 12:00:00 AM
12 | navtest03 | 2 | 124741419202559817597229149321486119410014824814827 | Navision | Test03 | Navision Test03 | 1 |  | Local | 1 |  | 6 | 1 | 7 | 1/7/2022 12:00:00 AM
13 | nsilverio | 2 | 124741419202559817597229149321486119410014824814827 | Niolito | Silverio | Niolito Silverio | 0 |  | Local | 1 |  | 66 | 4 |  | 1/7/2022 2:53:15 PM
14 | rcalinog | 2 | 124741419202559817597229149321486119410014824814827 | Ronell Vonn | Calinog | Ronell Vonn Calinog | 1 |  | Local | 1 |  | 66 | 4 | 1 | 1/7/2022 12:00:00 AM
15 | slacerna | 2 | 124741419202559817597229149321486119410014824814827 | Sherwin | Lacerna | Sherwin Lacerna | 1 |  | Local | 1 |  | 66 | 2 | 1 | 1/7/2022 12:00:00 AM
16 | rdomingo | 2 | 124741419202559817597229149321486119410014824814827 | Rico | Domingo | Rico Domingo | 1 |  | Local | 1 |  | 66 | 2 | 1 | 1/7/2022 12:00:00 AM
17 | jduljali | 2 | 124741419202559817597229149321486119410014824814827 | Junrey | Dujali | Junrey Dujali | 1 |  | Local | 1 |  | 66 | 3 | 1 | 1/7/2022 12:00:00 AM
18 | eponsades | 2 | 124741419202559817597229149321486119410014824814827 | Elmer | Ponsades | Elmer Ponsades | 0 |  | Local | 1 |  | 66 | 3 | 1 | 1/7/2022 2:50:36 PM
19 | wpanesa | 2 | 124741419202559817597229149321486119410014824814827 | Wilfredo | Panesa | Wilfredo Panesa | 1 |  | Local | 1 |  | 66 | 5 | 1 | 1/7/2022 12:00:00 AM
20 | nabalon | 2 | 124741419202559817597229149321486119410014824814827 | Nelgie | Abalon | Nelgie Abalon | 1 |  | Local | 1 |  | 66 | 1,5 | 1 | 1/7/2022 12:00:00 AM
21 | jseraspe | 2 | 124741419202559817597229149321486119410014824814827 | Joey | Seraspe | Joey Seraspe | 1 |  | Local | 1 |  | 66 | 2,3,4,5 | 1 | 1/7/2022 12:00:00 AM
22 | jlagasca | 2 | 124741419202559817597229149321486119410014824814827 | Jenesis | Lagasca | Jenesis Lagasca | 1 |  | Local | 1 |  | 66 | 2,3,4,5,7 | 1 | 1/7/2022 12:00:00 AM
23 | jcabales | 2 | 124741419202559817597229149321486119410014824814827 | Joel | Cabales | Joel Cabales | 1 |  | Local | 1 |  | 66 | 2,3,7 | 1 | 1/7/2022 12:00:00 AM
24 | wsaulong | 2 | 124741419202559817597229149321486119410014824814827 | Wilfred | Saulong | Wilfred Saulong | 1 |  | Local | 1 |  | 66 | 4,5,7 |  | 1/7/2022 12:00:00 AM
25 | mcorro | 2 | 124741419202559817597229149321486119410014824814827 | Melvin | Corro | Melvin Corro | 1 |  | Local | 1 |  | 66 | 2,3,7 | 1 | 1/7/2022 12:00:00 AM
26 | fhipolan | 2 | 124741419202559817597229149321486119410014824814827 | felix | Hipolan | felix Hipolan | 1 |  | Local | 1 |  | 66 | 4,5,7 | 1 | 1/7/2022 12:00:00 AM
27 | avilla | 2 | 124741419202559817597229149321486119410014824814827 | Arnold | Villa | Arnold Villa | 1 |  | Local | 1 |  | 66 | 6,7 | 1 | 1/7/2022 12:00:00 AM
28 | aawe | 2 | 124741419202559817597229149321486119410014824814827 | Angelo | Awe | Angelo Awe | 1 |  | Local | 1 |  | 66 | 2,3,4,5 |  | 1/7/2022 12:00:00 AM
29 | vantigo | 2 | 124741419202559817597229149321486119410014824814827 | Vince Ryan | Antigo | Vince Ryan Antigo | 1 |  | Local | 1 |  | 66 | 2,3,4,5 |  | 1/7/2022 12:00:00 AM
30 | navtest04 | 2 | 124741419202559817597229149321486119410014824814827 | Navision | Test04 | Navision Test04 | 1 |  | Local | 1 |  | 6 | 1 | 6 | 1/7/2022 12:00:00 AM
31 | jgeneblaza | 1 | 4617111510739206150100562502021154616154234688361242 | Joel | geneblaza | Joel geneblaza | 1 |  | Local | 1 |  | 66 | 2,3,4,5,6,7 | 5,7,6,2,3,4,9,8,10 | 1/7/2022 12:00:00 AM
32 | scantiga | 1 | 20236142396125168182208120520322255171461257425441 | Shara | Cantiga | Shara Cantiga | 1 |  | Local | 1 |  | 66 | 1 | 1 | 1/7/2022 12:00:00 AM
33 | silverioNiolito | 2 | 124741419202559817597229149321486119410014824814827 | Niolito | Silverio | Niolito Silverio | 1 |  | Local | 1 |  | 66 | 4 | 1 | 1/7/2022 12:00:00 AM
34 | ponsadesElmer | 2 | 124741419202559817597229149321486119410014824814827 | Elmer | Ponsades | Elmer Ponsades | 1 |  | Local | 1 |  | 66 | 3 | 1 | 1/7/2022 12:00:00 AM

## Items
Id | No | Description | Description2 | TypeFuel | DescriptionLiquidation | Status | DateModified
1 | FO000001 | DIESOLINE |  | DIESEL | DIESOLINE | Active | 2021-12-13
2 | FO000002 | FLUID- BRAKE 423 |  | OIL-LUBE | 30 | Deleted
3 | FO000003 | FLUID- BRAKE AND CLUTCH | 250ML | OIL-LUBE |  | Deleted
4 | FO000004 | FLUID- BRAKE AND CLUTCH |  | OIL-LUBE | 30 | Active | 2021-11-11
5 | FO000005 | FUEL- BUNKER (BFO) |  | OIL-LUBE |  | Active
6 | FO000006 | GAS- AVIATION | 100LL (190 LI/DR) | OIL-LUBE |  | Deleted
7 | FO000007 | GAS- AVIATION | JET A-1 | OIL-LUBE |  | Deleted
8 | FO000008 | GASOLINE- REGULAR |  | OIL-LUBE |  | Active
9 | FO000009 | GEARKOTE | 22K P/20 | OIL-LUBE |  | Deleted
10 | FO000010 | GREASE (STARFLEX-3) | PREMIUM 3 | OIL-LUBE |  | Deleted
11 | FO000011 | GREASE- BENTONI | MOLY-XL 703 (16 KGS/PAIL) | OIL-LUBE |  | Deleted
12 | FO000012 | GREASE- HIGH TEMPERATURE | (THERMATEX EP-2) | OIL-LUBE |  | Deleted
13 | FO000013 | GREASE- MOLYGREASE | EP-2(MOLYTEX EP-2)(170 KGS/ | OIL-LUBE |  | Deleted
14 | FO000014 | GREASE- PETROGREASE EP-00 | PETRON | OIL-LUBE |  | Deleted
15 | FO000015 | GREASE- PETROGREASE EP-2 | NLGI No. 2 (16 KG/PAIL) | OIL-LUBE |  | Deleted
16 | FO000016 | GREASE- PETROGREASE EP-2 | MARFAK EP-2 | OIL-LUBE |  | Deleted
17 | FO000017 | GREASE- PETROGREASE HT-1 |  | OIL-LUBE |  | Deleted
18 | FO000018 | GREASE- STARFLEX-2/PREMIUM-2 |  | OIL-LUBE |  | Deleted
19 | FO000019 | GREASOLVE | (210 LTR/DR) | OIL-LUBE |  | Deleted
20 | FO000020 | OIL | PETROKUT 27 | OIL-LUBE |  | Deleted
21 | FO000021 | OIL | HD-40 PETROMAR | OIL-LUBE |  | Deleted
22 | FO000022 | OIL | SAE 40 XD-3 40 PETRON | OIL-LUBE |  | Deleted
23 | FO000023 | OIL | #32 REGAL R&O | OIL-LUBE |  | Deleted
24 | FO000024 | OIL | SAE 40 SHELL RIMULA X | OIL-LUBE |  | Deleted
25 | FO000025 | OIL- AEROSHELL | W100 208LTRS/DRUM | OIL-LUBE |  | Active
26 | FO000026 | OIL- ATF-HDP |  | OIL-LUBE |  | Deleted
27 | FO000027 | OIL- AUTOKOTE |  | OIL-LUBE |  | Deleted
28 | FO000028 | OIL- AUTOMOTIVE GEAR | SAE 85W/140 (210 LI/DR) | OIL-LUBE |  | Deleted
29 | FO000029 | OIL- CAPELLA |  | OIL-LUBE |  | Deleted
30 | FO000030 | OIL- COMPRESSOR | ND #8 (1 LI/CAN) | OIL-LUBE |  | Deleted
31 | FO000031 | OIL- COMPRESSOR ND | 250CC/CAN | OIL-LUBE |  | Deleted
32 | FO000032 | OIL- CUTTING DROMUS-B | TURNOL 40 | OIL-LUBE |  | Deleted
33 | FO000033 | OIL- DIFFERENTIAL/FINAL DRIVE | TDTO SAE 50 20LTR/PL | OIL-LUBE |  | Deleted
34 | FO000034 | OIL- DONAX TD |  | OIL-LUBE |  | Deleted
35 | FO000035 | OIL- DRILL COLAR LUBE |  | OIL-LUBE |  | Deleted
36 | FO000036 | OIL- ENGINE MONOGRADE | 2520 LTR/BT, PETRON | OIL-LUBE |  | Active
37 | FO000037 | OIL- ENGINE MULTIGRADE | 2520 LTR/BT, PETRON | OIL-LUBE |  | Active
38 | FO000038 | OIL- EO10CD | SAE 1OW HDX10 | OIL-LUBE |  | Deleted
39 | FO000039 | OIL- GEAR |  | OIL-LUBE |  | Deleted
40 | FO000040 | OIL- GEAR | PETRON | OIL-LUBE |  | Deleted
41 | FO000041 | OIL- GEAR INDUSTRIAL |  | OIL-LUBE |  | Deleted
42 | FO000042 | OIL- GEAR INDUSTRIAL | HYPEX-150 (210 LI/DR) | OIL-LUBE |  | Deleted
43 | FO000043 | OIL- GEAR INDUSTRIAL | HYPEX-460 (MEROPA) (210 LI/ | OIL-LUBE |  | Deleted
44 | FO000044 | OIL- HYDRAULIC | HYDO SAE 30 | OIL-LUBE |  | Deleted
45 | FO000045 | OIL- HYDRAULIC | SAE100 | OIL-LUBE |  | Deleted
46 | FO000046 | OIL- HYDRAULIC AUTOMOTIVE | 2520 LTR/BT, PETRON | OIL-LUBE |  | Active
47 | FO000047 | OIL- HYDRAULIC INDUSTRIAL | #32 | OIL-LUBE |  | Deleted
48 | FO000048 | OIL- HYDRAULIC INDUSTRIAL | #46 | OIL-LUBE |  | Deleted
49 | FO000049 | OIL- HYDRAULIC INDUSTRIAL | 2520 LTR/BT, PETRON | OIL-LUBE |  | Active
50 | FO000050 | OIL- LUBRICANT HYDROTUR | REGAL 68 | OIL-LUBE |  | Deleted
51 | FO000051 | OIL- HYPEX | EP-220 PETRON | OIL-LUBE |  | Deleted
52 | FO000052 | OIL- HYPEX, 320 | PETRON | OIL-LUBE |  | Active | 2021-12-20
53 | FO000053 | OIL- HYPEX | EP-460 | OIL-LUBE |  | Deleted
54 | FO000054 | OIL- HYPEX, EP-680 | PETRON | OIL-LUBE |  | Active
55 | FO000055 | OIL- HYPEX | EP 220 PETRON | OIL-LUBE |  | Deleted
56 | FO000056 | OIL- INDUSTRIAL |  | OIL-LUBE |  | Deleted
57 | FO000057 | OIL- INDUSTRIAL |  | OIL-LUBE |  | Deleted
58 | FO000058 | OIL- INDUSTRIAL ELECTRICAL | INSULATING | OIL-LUBE |  | Deleted
59 | FO000059 | OIL- LUBE | #320 MEROPA | OIL-LUBE |  | Deleted
60 | FO000060 | OIL- LUBRICANT | DELO 200 SAE 40 | OIL-LUBE |  | Deleted
61 | FO000061 | OIL- LUBRICANT | REGAL-68S PETRON | OIL-LUBE |  | Deleted
62 | FO000062 | OIL- MARINE LUBRICATING | SAE 30 | OIL-LUBE |  | Deleted
63 | FO000063 | OIL- MARINE RPM | SAE 30 DELO 1000 | OIL-LUBE |  | Deleted
64 | FO000064 | OIL- PETRON | GEP-90 D210 | OIL-LUBE |  | Deleted
65 | FO000065 | OIL- POWERGEAR | #460 | OIL-LUBE |  | Deleted
66 | FO000066 | OIL- REFRIGERANT | 4GS (R-12) SUNISO | OIL-LUBE |  | Deleted
67 | FO000067 | REV-X-HD SAE10 D200 | PETRON | OIL-LUBE |  | Active
68 | FO000068 | OIL- REV-X HD | PETRON | OIL-LUBE |  | Deleted
69 | FO000069 | OIL- ROCK DRILL | #100.. | OIL-LUBE |  | Deleted
70 | FO000070 | OIL- RPM (XC 1030) | DELO 1000 SAE 30 | OIL-LUBE |  | Deleted
71 | FO000071 | OIL- RPM (XC 1040) | DELO 1000 SAE 40 | OIL-LUBE |  | Deleted
72 | FO000072 | OIL- SAE GRADE | GL4-140 (GEO) (210 LI/DR) | OIL-LUBE |  | Deleted
73 | FO000073 | OIL- SPINOL | #15 | OIL-LUBE |  | Deleted
74 | FO000074 | OIL- TORQUE FLUID | 434 SAE GRADE 30 | OIL-LUBE |  | Deleted
75 | FO000075 | OIL- TRANSFORMER | VOLTRAN 60 | OIL-LUBE |  | Deleted
76 | FO000076 | OIL- TRANSMISSION | TDTO SAE 30 | OIL-LUBE |  | Deleted
77 | FO000077 | OIL- TURBO | T-68 | OIL-LUBE |  | Deleted
78 | FO000078 | REFRIGERANT- LUBRICANT | RL68S | OIL-LUBE |  | Deleted
79 | FO000079 | DEGREASER- CALTEX |  | OIL-LUBE |  | Deleted
80 | FO000080 | DEGREASER- HEAVY METAL COND. | SPM 4006 | OIL-LUBE |  | Deleted
81 | FO000081 | GREASE- MOLYGREASE | 16KG/PL | OIL-LUBE |  | Deleted
82 | FO000082 | OIL- COMPRESSOR |  | OIL-LUBE |  | Deleted
83 | FO000083 | OIL- FLUID TORQUE | 454 GRADE 50 | OIL-LUBE |  | Deleted
84 | FO000084 | OIL- HYDRAULIC AUTOMOTIVE HD10 | 2520 LTR / BT | OIL-LUBE |  | Deleted
85 | FO000085 | OIL- ENGINE MONOGRADE XD-30 | XD-3 30(SAE30) (2520LTR/BT) | OIL-LUBE |  | Deleted
86 | FO000086 | OIL- ENGINE MULTIGRADE 15W40 | 15W40(REV-X) (2520 LTR/BT) | OIL-LUBE |  | Deleted
87 | FO000087 | OIL- HYDRAULIC SAE 100 | SAE 100 | OIL-LUBE |  | Deleted
88 | FO000088 | GAS- AVIATION | PETRON | OIL-LUBE |  | Active
89 | FO000089 | OIL- HYPEX, EP-150 | PETRON | OIL-LUBE |  | Active
90 | FO000090 | OIL- HYPEX, EP-460 | PETRON | OIL-LUBE |  | Active
91 | FO000091 | OIL- GEP 140 | PETRON | OIL-LUBE |  | Active
92 | FO000092 | GREASE- MOLYGREASE | 170KG/DRM | OIL-LUBE |  | Active
93 | FO000093 | GREASE- PETROGREASE #3 | PREMIUN #3 (170 KG/DRUM) | OIL-LUBE |  | Deleted
94 | FO000094 | GREASE- PETROGREASE | PREMIUM #3 16KG/PAIL, PETRON | OIL-LUBE |  | Active
95 | FO000095 | GREASOLVE,PETRON | 210 LTR/DRUM | OIL-LUBE |  | Active
96 | FO000096 | OIL- TORQUE FLUID, TM/HYD | 200LTR/DR, PTT | OIL-LUBE |  | Active
97 | FO000097 | OIL- TORQUE,DIFF/FINAL DRVE | 200 LTR/DR, PTT | OIL-LUBE |  | Active
98 | FO000098 | OIL- TRANSMISSION SAE 30 | 208 LTR/DRUM, PETRON | OIL-LUBE |  | Active
99 | FO000099 | OIL- HYDO SAE #30 | HYDRAULIC 208 LTR/DRUM | OIL-LUBE |  | Deleted
100 | FO000100 | OIL- TDTO SAE #50 | (DIFF/FINAL DRV) 208 LTR/DRUM | OIL-LUBE |  | Deleted
101 | FO000101 | OIL- TDTO #50 | (DIFF/FINAL DRV) 20 LTR/PAIL | OIL-LUBE |  | Deleted
102 | FO000102 | OIL- HYDROTUR, AW32 | 210 LTR/DR, PETRON | OIL-LUBE |  | Active
103 | FO000103 | FLUID- BRAKE & CLUTCH (250ML) |  | OIL-LUBE |  | Deleted
104 | FO000104 | JET A1 | 210 LTR/DR, PETRON | OIL-LUBE |  | Active
105 | FO000105 | OIL- GEAR GX80W/90 | PETRON | OIL-LUBE |  | Active
106 | FO000106 | COOLANT- ES COMPLEAT | 208 LTR/DRUM, CUMMINS | OIL-LUBE | COOLANT | Active | 2021-11-04
107 | FO000107 | OIL- ATF PREMIUM | 210 LTR/DRUM, PETRON | OIL-LUBE |  | Active
108 | FO000108 | OIL- HYDROTUR AW 68 | 210 LTR/DRUM, PETRON | OIL-LUBE |  | Active
109 | FO000109 | OIL- HYDROTUR AW 46 | 210 LTR/DRUM, PETRON | OIL-LUBE |  | Active
110 | FO000110 | OIL- VOLTRAN | TOTAL | OIL-LUBE |  | Active
111 | FO000111 | OIL- COMPRESSOR | IR PROTECT II | OIL-LUBE |  | Deleted
112 | FO000112 | OIL- PETRON (HD-40) | HD-40 D210 | OIL-LUBE |  | Deleted
113 | FO000113 | OIL- PETRON (HD-30) | HD-30 D210 | OIL-LUBE |  | Deleted
114 | FO000114 | OIL- PETROMAR | XC-3040 D210, PETRON | OIL-LUBE |  | Active
115 | FO000115 | FUEL LUBE CONSUMPTION |  | OIL-LUBE |  | Deleted
116 | FO000116 | OIL- PETROTHERM | 32 D210 | OIL-LUBE |  | Deleted
117 | FO000117 | AVIATION GAS |  | OIL-LUBE |  | Active
118 | FO000118 | GAS- AVIATION |  | OIL-LUBE |  | Active
119 | FO000119 | OIL- HYPEX, EP-220 | PETRON | OIL-LUBE |  | Active
120 | FO000120 | GEARKOTE |  | OIL-LUBE |  | Deleted
121 | FO000122 | DEGREASER- SOLVENT |  | OIL-LUBE |  | Deleted
122 | FO000123 | SFO 60 |  | OIL-LUBE |  | Deleted
123 | FO000124 | OIL- DISPERSANT | FOR BUNKER & DIESEL | OIL-LUBE |  | Active
124 | FO000125 | SFO 200 | PETRON | OIL-LUBE |  | Active
125 | FO000126 | CABLE LUBE |  | OIL-LUBE |  | Deleted
126 | FO000128 | GREASE- PETROGREASE HT-1 | 16KG/PAIL, PETRON | OIL-LUBE |  | Active
127 | FO000129 | LUBRICANTS- ANTISEIZE | COPPER/ALUMINUM | OIL-LUBE |  | Deleted
128 | FO000131 | DISPERSANT- OIL |  | OIL-LUBE |  | Deleted
129 | FO000132 | OIL - CAPELLA |  | OIL-LUBE |  | Deleted
130 | FO000133 | CLEANER- BMF | "WURTH" BRAND | OIL-LUBE |  | Deleted
131 | FO000134 | OIL- POWERTRANS SAE 30 | PTT | OIL-LUBE |  | Active
132 | FO000135 | OIL- POWERTRANS SAE 50 | PTT | OIL-LUBE | PTT50 | Active | 2021-11-04
133 | FO000136 | OIL- LINAR 3000 SAE 40 | PTT | OIL-LUBE |  | Active
134 | FO000137 | OIL- HITEMP 500 | PTT | OIL-LUBE |  | Active
135 | FO000138 | OIL- D3 PLUS SAE 30 | PTT | OIL-LUBE |  | Active
136 | FO000139 | OIL- D3 HD SAE 40 | PTT | OIL-LUBE |  | Active
137 | FO000140 | PTT D3 SAE 10W |  | OIL-LUBE |  | Deleted
138 | FO000141 | PTT G-100 SAE 90 |  | OIL-LUBE |  | Deleted
139 | FO000142 | PTT HYDRAULIC OIL 68 |  | OIL-LUBE |  | Deleted
140 | FO000143 | OIL- HIFREEZE R 68 | PTT | OIL-LUBE |  | Active
141 | FO000144 | OIL 30 |  | OIL-LUBE |  | Deleted
142 | FO000145 | ADO 0.05%S (AUTOMOTIVE) | PETRON | OIL-LUBE |  | Active
143 | FO000146 | IDO 0.3%S (INDUSTRIAL) |  | OIL-LUBE |  | Deleted
144 | FO000147 | OIL- LUBRICANT |  | OIL-LUBE |  | Deleted
145 | FO000149 | DEGREASER- WATER SOLUBLE | WSD713 | OIL-LUBE |  | Deleted
146 | FO000150 | OIL- LONG LIFE |  | OIL-LUBE |  | Deleted
147 | FO000151 | OIL- ALL SEASON |  | OIL-LUBE |  | Deleted
148 | FO000152 | OIL EP GEAR |  | OIL-LUBE |  | Deleted
149 | FO000153 | LUBRICANT- TRIBOL SPECIAL | 3020/1000, 200KG/DRUM | OIL-LUBE |  | Active
150 | FO000154 | OIL- INDUSTRIAL,HYDROTUR T32 | PETRON | OIL-LUBE |  | Active
151 | FO000155 | OIL- INDUSTRIAL,HYDROTUR R68 | PETRON | OIL-LUBE |  | Active
152 | FO000156 | OIL- INDUSTRIAL | STM 30 | OIL-LUBE |  | Deleted
153 | FO000157 | CORROSION X TYPE II |  | OIL-LUBE |  | Active
154 | FO000158 | LPS DRY FILM PTF LUBRICANT |  | OIL-LUBE |  | Active
155 | FO000159 | OIL- COMPRESSOR | 20 LTR/PAIL, PETRON | OIL-LUBE |  | Active
156 | FO000160 | OIL- HYPEX | EP 50 (210 LTR/DRUM) | OIL-LUBE |  | Deleted
157 | FO000161 | DRY MOLI LUBRICANT |  | OIL-LUBE |  | Deleted
158 | FO000162 | NIKEL ANTI SEIZE |  | OIL-LUBE |  | Deleted
159 | FO000163 | FEL-PRO |  | OIL-LUBE |  | Deleted
160 | FO000164 | SIMPLE GREEN |  | OIL-LUBE |  | Deleted
161 | FO000165 | OIL- ENGINE | 20L/PAIL | OIL-LUBE |  | Deleted
162 | FO000166 | OIL- COMPRESSOR | ZERFLO 68 | OIL-LUBE |  | Deleted
163 | FO000167 | OIL- LUBRICATION | OPEN GEAR COMPOUNDS | OIL-LUBE |  | Deleted
164 | FO000168 | MULTIS MS2 | 180KG/DR | OIL-LUBE |  | Deleted
165 | FO000169 | PREMIUM DIESEL FUEL | ADDITIVE | OIL-LUBE |  | Deleted
166 | FO000170 | GREASE- MOLYBDENUM DISULFIDE | OPTIMOLY PASTE PL | OIL-LUBE |  | Deleted
167 | FO000171 | OIL- HYPEX | EP 320 P18 | OIL-LUBE |  | Deleted
168 | FO000172 | MOLYGREASE EP2 D400 |  | OIL-LUBE |  | Deleted
169 | FO000173 | REV-X-HD SAE10 D200 |  | OIL-LUBE |  | Deleted
170 | FO000174 | REV-X TREKKER 15W40 D200 |  | OIL-LUBE |  | Deleted
171 | FO000175 | PETROMATE BRAKE FLUID | C12 | OIL-LUBE |  | Deleted
172 | FO000176 | REV-X HD SAE 30 D200 |  | OIL-LUBE |  | Deleted
173 | FO000177 | OIL- CUTTING DROMUS-B | TURNOL 40, PETRON | OIL-LUBE |  | Active
174 | FO000178 | PETROGREASE MP3 P35 | PETRON | OIL-LUBE |  | Active
175 | FO000179 | COCO- BIODIESEL |  | OIL-LUBE |  | Deleted
176 | FO000180 | MOLYGREAS EP2 P35 |  | OIL-LUBE |  | Deleted
177 | FO000181 | GEARTOKE P18 |  | OIL-LUBE |  | Deleted
178 | FO000182 | LUBRICANT- TRIBOL SPECIAL | 3020 / 1000-0- 18KG/PAIL | OIL-LUBE |  | Deleted
179 | FO000183 | LUBE- CABLE | PETRON (16LTRS/PAIL) | OIL-LUBE |  | Deleted
180 | FO000184 | OIL- COMPRESSOR | SOLEST 35TK (4LI/GAL) | OIL-LUBE |  | Deleted
181 | FO000186 | OIL- SUPREME | MOTOR OIL | OIL-LUBE |  | Deleted
182 | FO000187 | PAROIL M |  | OIL-LUBE |  | Deleted
183 | FO000188 | PAROIL | 15W40 | OIL-LUBE |  | Deleted
184 | FO000189 | OIL, PENETRATING | WD-40 | OIL-LUBE |  | Deleted
185 | FO000191 | FLUID- ROTO INJECT | 20L/PAIL | OIL-LUBE |  | Active
186 | FO000192 | APPLIED | BULLDOG GOLD (25L/PK) | OIL-LUBE |  | Active
187 | FO000193 | GREASE- MULTIS MS 2 (110394) | 180KG/DRUM | OIL-LUBE |  | Deleted
188 | FO000194 | OIL- 15W40 RUBIA TIR 7400CI | TOTAL | OIL-LUBE |  | Active
189 | FO000195 | OIL- GEAR ADDITIVES | PERTUA HYPE 80W90 | OIL-LUBE |  | Deleted
190 | FO000196 | OIL- GEAR | SAE 40 | OIL-LUBE |  | Deleted
191 | FO000197 | DEGREASER- WATER SOLUBLE | PGE | OIL-LUBE |  | Active
192 | FO000198 | GEARKOTE |  | OIL-LUBE |  | Active
193 | FO000199 | PETROMATE BRAKE FLUID | S25 | OIL-LUBE |  | Deleted
194 | FO000200 | GREASE- RENK | 0.28KG /TUBE | OIL-LUBE |  | Deleted
195 | FO000201 | MOLY GREASE EP2 | 16KG / PAIL | OIL-LUBE |  | Deleted
196 | FO000202 | PENETRATING OIL | MOUSE MILK | OIL-LUBE |  | Deleted
197 | FO000203 | OIL- HYDRAULIC | HF-101 | OIL-LUBE |  | Deleted
198 | FO000204 | OIL- COMPRESSOR | CLAVUS OIL 68 | OIL-LUBE |  | Deleted
199 | FO000205 | OIL- DIESEL TOYOTA |  | OIL-LUBE |  | Deleted
200 | FO000206 | OIL- ENGINE | TOTAL RUBIA TIRFE 7400 | OIL-LUBE |  | Deleted
201 | FO000207 | OIL- TRANSMISSION | CASTROL- SYNTHETIC BOT 130 | OIL-LUBE |  | Deleted
202 | FO000208 | FLUID-BRAKE, DOT 4 |  | OIL-LUBE |  | Active
203 | FO000209 | FLUID- POWER STEERING | BRAND: TOTAL | OIL-LUBE |  | Active
204 | FO000210 | OIL- COMPRESSOR | 1L SOLEST 35 | OIL-LUBE |  | Active
205 | FO000211 | OIL- HYDROTOUR, T32 | PETRON | OIL-LUBE |  | Active
206 | FO000212 | FLUID PAS | POWER STEERING | OIL-LUBE |  | Deleted
207 | FO000213 | OIL- TRANSMISSION | MTF 95 | OIL-LUBE |  | Deleted
208 | FO000214 | OIL- GEAR | 76 GL5 | OIL-LUBE |  | Deleted
209 | FO000215 | OIL- ENGINE | 5W30 CE GRADE : 5L/JUG | OIL-LUBE |  | Deleted
210 | FO000216 | GREASE- MALLIUS | SHELL BRAND | OIL-LUBE |  | Deleted
211 | FO000217 | COOLANT- ULTRA | COMPRESSTECH | OIL-LUBE |  | Active
212 | FO000218 | OIL- COMPRESSOR | PARR OIL, ATLAS COPCO | OIL-LUBE |  | Active
213 | FO000219 | OIL- FLUSHING | PETRON | OIL-LUBE |  | Deleted
214 | FO000220 | KEROSENE |  | OIL-LUBE |  | Deleted
215 | FO000221 | TORQUE FREE EXTRA | (CUTTING OIL) | OIL-LUBE |  | Deleted
216 | FO000222 | IFO | 180 | OIL-LUBE |  | Deleted
217 | FO000223 | OIL, ENGINE | VALVOLINE PREMIUM BLUE | OIL-LUBE |  | Active
218 | FO000224 | OIL | TRANSMISSION & TRANSFER CASE | OIL-LUBE |  | Active
219 | FO000225 | OIL, ENGINE |  | OIL-LUBE |  | Active
220 | FO000226 | GREASE, MALLIUS | SHELL | OIL-LUBE |  | Deleted
221 | FO000227 | GREASE, ALBIDA HDX | GREASE-2 | OIL-LUBE |  | Active
222 | FO000229 | OIL- GEARBOX | SHELL OMALIA 220 | OIL-LUBE |  | Active
223 | FO000230 | OIL- HYDRAULIC | SHELL TELLUS 32 | OIL-LUBE |  | Active
224 | FO000231 | OIL- HYDRAULIC | SAE-46 | OIL-LUBE |  | Active
225 | FO000232 | GREASE- ARCANOL | 5KG/PAIL "FAG" | OIL-LUBE |  | Deleted
226 | FO000233 | GREASE- ARCANOL | 5KG/PAIL "FAG" | OIL-LUBE |  | Deleted
227 | FO000234 | OIL- LUBRICATION |  | OIL-LUBE |  | Active
228 | FO000235 | OIL, HYDRAULIC | ISO VG-68 D210 | OIL-LUBE |  | Deleted
229 | FO000236 | OIL HYDRAULIC | RUBIA C | OIL-LUBE | 10 | Active | 2021-11-04
230 | FO000237 | OIL, ENGINE | RUBIA S | OIL-LUBE | 30 | Active | 2021-12-07
231 | FO000238 | OIL,HYDRAULIC | EQUIVIS ZS | OIL-LUBE |  | Active
232 | FO000239 | SYNTHETIC OMPRESSOR OIL | FOR SCUBA DIVING COMPRESSOR | OIL-LUBE |  | Active
233 | FO000240 | OIL, VESCOSIN |  | OIL-LUBE |  | Deleted
234 | FO000241 | OIL- ENGINE | 5LI/GAL | OIL-LUBE |  | Deleted
235 | FO000242 | OIL- HYDROTUR AW 68 | 200LTR/DRM | OIL-LUBE |  | Active
236 | FO000243 | OIL, ENGINE | 20W-50 | OIL-LUBE |  | Deleted
237 | FO000244 | FLUID, BRAKE | DOT-3 | OIL-LUBE |  | Active
238 | FO000245 | OIL, ENGINE | TOTAL RUBIA TIR 8600/10W-40 | OIL-LUBE |  | Deleted
239 | FO000246 | OIL, TRANSMISSION | TOTAL TRANS. BM 75W-90 | OIL-LUBE |  | Deleted
240 | FO000247 | OIL, HYDRAULIC | TOTAL AZOLLA ZS-180 VG68 | OIL-LUBE |  | Deleted
241 | FO000248 | GEAR FLUID | TOTAL FLUIDE AT42 | OIL-LUBE |  | Deleted
242 | FO000249 | SOLLUBE |  | OIL-LUBE |  | Active
243 | FO000250 | SOLLUBE |  | OIL-LUBE |  | Deleted
244 | FO000251 | OIL, SPIRAX | G140 | OIL-LUBE |  | Deleted
245 | FO000252 | GREASE | ALPHA 2000HD | OIL-LUBE |  | Deleted
246 | FO000253 | LUBRICANT, OPEN GEAR | PETRON | OIL-LUBE |  | Deleted
247 | FO000254 | OIL- LUBRICANT | SAE 40 | OIL-LUBE |  | Active
248 | FO000255 | LUBRICANT, WIRE ROPE | ASPHALT TYPE | OIL-LUBE |  | Active
249 | FO000256 | TITAN CARGO MC 10W40 | 205 LTR/DR | OIL-LUBE |  | Active
250 | FO000257 | PAROIL S | COMPRESSOR ( 20L/CAN) | OIL-LUBE |  | Active
251 | FO000258 | PAROIL 5W30 | SYNTHETIC ENGINE OIL (20L/CAN) | OIL-LUBE |  | Deleted
252 | FO000259 | PAR COOLANT |  | OIL-LUBE |  | Active
253 | FO000260 | FLUID, SUSPENSION |  | OIL-LUBE |  | Deleted
254 | FO000261 | 24KT FLUID |  | OIL-LUBE |  | Deleted
255 | FO000262 | SULLUBE 32 FLUID |  | OIL-LUBE |  | Deleted
256 | FO000263 | OIL- PETROMAR | XC-3040 D210 | OIL-LUBE |  | Deleted
257 | FO000264 | GREASE- MULTIS MS 2 | 180KG/DRUM | OIL-LUBE |  | Active
258 | FO000265 | OIL 90 |  | OIL-LUBE |  | Deleted
259 | FO000266 | HO46 |  | OIL-LUBE |  | Deleted
260 | FO000267 | OIL, ENGINE |  | OIL-LUBE |  | Active
261 | FO000268 | OIL- HYDRAULIC 68 |  | OIL-LUBE |  | Active
262 | FO000269 | OIL- AEROSHELL | W100 (205 LI) | OIL-LUBE |  | Deleted
263 | FO000270 | OIL- GEAR |  | OIL-LUBE |  | Deleted
264 | FO000271 | OIL- ENGINE |  | OIL-LUBE |  | Deleted
265 | FO000272 | PAROIL | 15W40 (20L/CAN) | OIL-LUBE |  | Active
266 | FO000273 | OIL, AIR COMPRESSOR |  | OIL-LUBE |  | Deleted
267 | FO000274 | OIL, ENGINE | SHELL DONAX TD 5W30 | OIL-LUBE |  | Active
268 | FO000275 | ECORENE 32 |  | OIL-LUBE |  | Active
269 | FO000276 | OIL- REFRIGERANT | SUNISO 4GS P20 | OIL-LUBE |  | Deleted
270 | FO000277 | OIL- VISCOSINE | FOR AIR FILTER | OIL-LUBE |  | Deleted
271 | FO000278 | OIL- ENGINE | 5 GAL/PAIL | OIL-LUBE |  | Active
272 | FO000279 | OIL COMPOUND | FOR GW COMBINATION PROBE | OIL-LUBE |  | Deleted
273 | FO000280 | GREASE- PETROGREASE EP-2 P35 |  | OIL-LUBE |  | Deleted
274 | FO000281 | OIL- ENGINE TITAN CARGO | 10W40 | OIL-LUBE |  | Active
275 | FO000282 | OIL- ENGINE SYNTHETIC | 5W30 | OIL-LUBE |  | Active
276 | FO000283 | OIL- LIGHT |  | OIL-LUBE |  | Deleted
277 | FO000284 | OIL DISPERSANT | FOR BUNKER FUEL | OIL-LUBE |  | Active
278 | FO000285 | OIL DISPERSANT | FOR DIESEL FUEL | OIL-LUBE |  | Active
279 | FO000286 | GREASE MP3 | 20LTR | OIL-LUBE |  | Deleted
280 | FO000287 | GREASE-MULTIS XHV2,TOTAL |  | OIL-LUBE | EP 2 | Active | 2021-11-04
281 | FO000288 | OIL- EP 140 |  | OIL-LUBE |  | Active
282 | FO000289 | OIL- EP 90 |  | OIL-LUBE |  | Deleted
283 | FO000290 | OIL- CARTER EP 150 |  | OIL-LUBE | 150 | Active | 2021-11-04
284 | FO000291 | OIL- CARTER EP 220 |  | OIL-LUBE | 220 | Active | 2021-11-04
285 | FO000292 | OIL- CARTER EP 460 |  | OIL-LUBE |  | Deleted
286 | FO000293 | OIL- AZOLLA ZS 32 |  | OIL-LUBE |  | Deleted
287 | FO000294 | OIL- AZOLLA ZS 46 |  | OIL-LUBE |  | Deleted
288 | FO000295 | OIL- EQUIVIS ZS 68 |  | OIL-LUBE | 68 | Active | 2021-11-04
289 | FO000296 | OIL- TRANS TM 80W90 |  | OIL-LUBE |  | Deleted
290 | FO000297 | OIL- RUBIA S SAE 40 | MONOGRADE | OIL-LUBE |  | Active
291 | FO000298 | OIL- AURELIA TI 4030 |  | OIL-LUBE |  | Active
292 | FO000299 | AFF FOAM | CONCENTRATE 6% (5GAL/PAIL) | OIL-LUBE |  | Deleted
293 | FO000300 | OIL- AUTOMOTIVE DIESEL |  | OIL-LUBE |  | Deleted
294 | FO000301 | OIL- ENGINE | 20L/PAIL | OIL-LUBE |  | Deleted
295 | FO000302 | DEGREASER | 5LI/CAN | OIL-LUBE |  | Deleted
296 | FO000303 | THREAD GREASE | 4.2 KG PER PAIL | OIL-LUBE |  | Active
297 | FO000304 | OIL- MINERAL | 160P | OIL-LUBE |  | Deleted
298 | FO000305 | PROPYLENE GLYCOL |  | OIL-LUBE |  | Active
299 | FO000306 | CLEANER- MOTOR | PEGASUL 3040 | OIL-LUBE |  | Deleted
300 | FO000307 | GREASE- POLYUREA | HIGH TEMP HIGH SPEED | OIL-LUBE |  | Active
301 | FO000308 | OIL- HYDROTUR T 46 |  | OIL-LUBE |  | Active
302 | FO000309 | FLUID- HYDRAULIC CONTROL | 200LI/DRUM | OIL-LUBE |  | Active
303 | FO000310 | PENETRATING OIL- MOUSE MILK | NET CONTENTS: 8 FLUID OUNCES | OIL-LUBE |  | Active
304 | FO000311 | HYDROTUR T 68 P18 |  | OIL-LUBE |  | Active
305 | FO000312 | HYDROTUR AW 32 D200 |  | OIL-LUBE |  | Active
306 | FO000313 | GREASE | MULTIS 3 (35LBS / PAIL) | OIL-LUBE |  | Deleted
307 | FO000314 | DYNA TRANS AC 50 |  | OIL-LUBE |  | Deleted
308 | FO000315 | HO46 |  | OIL-LUBE |  | Active
309 | FO000316 | KOMATSU DEO MULT 20 |  | OIL-LUBE |  | Active
310 | FO000317 | KEROSENE |  | OIL-LUBE |  | Deleted
311 | FO000318 | GREASE- MALLEUS |  | OIL-LUBE |  | Deleted
312 | FO000319 | GREASE- BERULIT GA 2500 |  | OIL-LUBE |  | Active
313 | FO000320 | GREASE, LUBRICATION |  | OIL-LUBE |  | Active
314 | FO000321 | GREASE, LUBRICATION |  | OIL-LUBE |  | Active
315 | FO000322 | GREASE, LUBRICATION |  | OIL-LUBE |  | Active
316 | FO000323 | REV-X HAULER 40 |  | OIL-LUBE |  | Deleted
317 | FO000324 | REV-X HAULER 30 |  | OIL-LUBE |  | Deleted
318 | FO000325 | OIL- RS FE 80W-90 |  | OIL-LUBE |  | Active
319 | FO000326 | GEAR OIL- RS FE 80W-140 |  | OIL-LUBE |  | Active
320 | FO000327 | OIL- HYDRAULIC | FOR ANALYSIS | OIL-LUBE |  | Active
321 | FO000328 | OIL- MACHINE | HJ-40 | OIL-LUBE |  | Deleted
322 | FO000329 | FLUID- ROTO INJECT |  | OIL-LUBE |  | Deleted
323 | FO000330 | FLUID- TRANSYND | ALLISON | OIL-LUBE |  | Active
324 | FO000331 | OIL- SYNTHETIC LUBRICANT | FOODGRADE FLUID | OIL-LUBE |  | Active
325 | FO000332 | OIL- COMPRESSOR |  | OIL-LUBE |  | Active
326 | FO000333 | COOLANT, SSR ULTRA | 20 LTRS/PAIL | OIL-LUBE |  | Active
327 | FO000334 | LUBRICANT- CONTACT | DEOXIT SHIELD | OIL-LUBE |  | Active
328 | FO000335 | OIL- LUBRICATING | STAR BAT COAT | OIL-LUBE |  | Active
329 | FO000336 | OIL- PENETRATING | STAR- HDP | OIL-LUBE |  | Active
330 | FO000337 | OIL- PREMIUM BLUE | VALVOLINE SAE 15W40 | OIL-LUBE |  | Active
331 | FO000338 | COOLANT | ULTRA | OIL-LUBE |  | Active
332 | FO000339 | PETROTHERM 32 | 200LTR/DRUM | OIL-LUBE |  | Active
333 | FO000340 | OIL- CASTROL | 8L | OIL-LUBE |  | Active
334 | FO000341 | CASTROL OIL | 1L | OIL-LUBE |  | Active
335 | FO000342 | OIL- HYDROTUR T- 32 |  | OIL-LUBE |  | Active
336 | FO000343 | OIL- HYDROTUR | AW 32 | OIL-LUBE |  | Deleted
337 | FO000344 | GREASE- LUBRICATING, CALCIUM | NO.3 Mos COMPLEX | OIL-LUBE |  | Deleted
338 | FO000345 | GREASE- LUBRICATING, LITHIUM | ZL-1 | OIL-LUBE |  | Deleted
339 | FO000346 | OIL- GEAR | L-CKC-68 | OIL-LUBE |  | Deleted
340 | FO000348 | LUBRICANT- WIRE ROPE |  | OIL-LUBE |  | Active
341 | FO000349 | LUBRICANT- WIRE ROPE | GREASE TYPE | OIL-LUBE |  | Active
342 | FO000350 | HYDROTUR | R150 | OIL-LUBE |  | Active
343 | FO000351 | CLEANER | STAR BAT KLEAN | OIL-LUBE |  | Active
344 | FO000352 | OIL- HYDRAULIC |  | OIL-LUBE |  | Deleted
345 | FO000353 | OIL- ENGINE-HONDA XR200 | 1 LTR | OIL-LUBE |  | Deleted
346 | FO000354 | GREASE- HIGH TEMP |  | OIL-LUBE |  | Active
347 | FO000355 | OIL- DYNAX 3040 | 200L | OIL-LUBE |  | Deleted
348 | FO000356 | OIL-COMPRESSOR | HDX-40 | OIL-LUBE |  | Active
349 | FO000357 | OIL- PGE HYD AW 100 |  | OIL-LUBE |  | Active
350 | FO000358 | ENGINE OIL- CASTROL | 1 LTR | OIL-LUBE |  | Deleted
351 | FO000359 | OIL- COMPRESSOR | SCUBA AIR COMPRESSOR | OIL-LUBE |  | Deleted
352 | FO000360 | BIODIESEL- CME |  | OIL-LUBE |  | Active
353 | FO000361 | GREASE- MALLEUS GL400 |  | OIL-LUBE |  | Active
354 | FO000362 | GREASE- GADUS S2 80 |  | OIL-LUBE |  | Active
355 | FO000363 | GREASE | #68 | OIL-LUBE |  | Deleted
356 | FO000364 | DEGREASER | AQUA- SOL | OIL-LUBE |  | Deleted
357 | FO000365 | DEGREASER | KUSTOM FA | OIL-LUBE |  | Deleted
358 | FO000366 | OIL- ATF FLUIDMATIC 3G |  | OIL-LUBE |  | Active
359 | FO000367 | OIL- TURBINE LUBRICATING |  | OIL-LUBE |  | Deleted
360 | FO000368 | OIL- KARAMAY | #25 | OIL-LUBE |  | Deleted
361 | FO000369 | GREASE- AEROSHELL | #22 | OIL-LUBE |  | Active
362 | FO000370 | GREASE | #3 | OIL-LUBE |  | Active
363 | FO000371 | OIL- GEAR 90 | GL5-90 PGE | OIL-LUBE | 90 | Active | 2021-11-04
364 | FO000372 | OIL- GEAR 140 | GL5-140 PGE | OIL-LUBE | 140 | Active | 2021-11-04
365 | FO000373 | OIL- ATF | ATF DEXTRON 3 PGE | OIL-LUBE |  | Active
366 | FO000374 | GREASE- CERAN,BERULIT | SA2500,(180KG/DRUM), MALLEUS/GADUS | OIL-LUBE |  | Active
367 | FO000375 | OIL- ENGINE, MOTORCYLE | 2T | OIL-LUBE |  | Active
368 | FO000376 | OIL- TRANSFORMER | MINERAL | OIL-LUBE |  | Active
369 | FO000377 | LUBRICANT |  | OIL-LUBE |  | Deleted
370 | FO000378 | GREASE 22 |  | OIL-LUBE |  | Deleted
371 | FO000379 | GREASE |  | OIL-LUBE |  | Deleted
372 | FO000380 | OIL- LUBRICATION |  | OIL-LUBE |  | Deleted
373 | FO000381 | OIL- TRANSFORMER |  | OIL-LUBE |  | Active
374 | FO000382 | GREASE- EXTREME PRESSURE | EP2 | OIL-LUBE |  | Active
375 | FO000383 | FLUID- BRAKE | PENTOSIN | OIL-LUBE |  | Active
376 | FO000384 | FLUID- HYDRAULIC | AEROSHELL 41 | OIL-LUBE |  | Active
377 | FO000385 | OIL- TURBO, 2380 | BP OIL | OIL-LUBE |  | Active
378 | FO000386 | ROYCO HYDRAULIC | 756 | OIL-LUBE |  | Active
379 | FO000387 | MOBIL JET OIL M |  | OIL-LUBE |  | Active
380 | FO000388 | GREASE 22 |  | OIL-LUBE |  | Active
381 | FO000389 | GREASE 28 |  | OIL-LUBE |  | Active
382 | FO000390 | GREASE 5 |  | OIL-LUBE |  | Active
383 | FO000391 | GREASE 6 |  | OIL-LUBE |  | Active
384 | FO000392 | GREASE- POLYUREA, SKF | LGH 2/0.4 HIGH PERFORMANCE | OIL-LUBE |  | Active
385 | FO000393 | LUBRICANT- EASY TURN |  | OIL-LUBE |  | Active
386 | FO000394 | GREASE- LITHIUM | 450G/CARTRIDGE | OIL-LUBE |  | Active
387 | FO000395 | COOLANT- RADIATOR, PTT | 200LTRS/DRUM | OIL-LUBE |  | Active
388 | FO000396 | OIL- GEAR, PTT | EP460; 200LTRS/DRUM | OIL-LUBE |  | Active
389 | FO000397 | GREASE- PTT EP2 LI-PLEX | 15KGS/PAIL | OIL-LUBE |  | Active
390 | FO000398 | OIL- PTT DYNAMIC ULTRA PLUS | 15W40, 200LTRS/DRUM | OIL-LUBE |  | Active
391 | FO000399 | OIL- PTT HYDRAULIC HVI 68 | 200LTRS/DRUM | OIL-LUBE |  | Active
392 | FO000400 | OIL- GEAR, PTT | EP320; 200LTRS/DRUM | OIL-LUBE |  | Active
393 | FO000401 | GREASE- BRILUBE 30 |  | OIL-LUBE |  | Active
394 | FO000402 | OIL- HYDRAULIC PTT | PTT32; 200LTRS/DRUM | OIL-LUBE |  | Active
395 | FO000403 | OIL- HYDRAULIC PTT | PTT100; 200LTRS/DRUM | OIL-LUBE |  | Active
396 | FO000404 | OIL- GEAR PTT | EP150; 200LTRS/DRUM | OIL-LUBE |  | Active
397 | FO000405 | OIL- GEAR PTT | EP220; 200LTRS/DRUM | OIL-LUBE |  | Active
398 | FO000406 | OIL- TERBIN PTT | PTT46; 200LTRS/DRUM | OIL-LUBE |  | Active
399 | FO000407 | OIL- COMPRESSOR PTT | PTT68; 200LTRS/DRUM | OIL-LUBE |  | Active
400 | FO000408 | OIL- DYNATRANS AC 50 |  | OIL-LUBE |  | Active
401 | FO000409 | COOLANT- ENGINE, LONG LIFE | MITSUBISHI | OIL-LUBE |  | Active
402 | FO000410 | GREASE- MOLYPLEX,PTT | 200KGS/DRUM | OIL-LUBE |  | Active
403 | FO000411 | GREASE- POUCH | SERVICE PACK 250CC,CHESTERTON | OIL-LUBE |  | Active
404 | FO000412 | FLUID- LIGHT HYDRAULIC |  | OIL-LUBE |  | Active
405 | FO000413 | DYNAX 4040 | PTT LINAR 4000 | OIL-LUBE |  | Active
406 | FO000414 | GREASE- COPAL OGL 0 | 180KG/DRUM | OIL-LUBE |  | Active
407 | FO000415 | PENTOSIN FUCHS | TITAN ZH4300B FOR TG | OIL-LUBE |  | Active
408 | FO000416 | COOLANT HI- CONCENTRATE | TOTAL | OIL-LUBE |  | Active
409 | FO000417 | GREASE 17 |  | OIL-LUBE |  | Active
410 | FO000418 | POWER LUBE |  | OIL-LUBE |  | Active
411 | FO000419 | COOLANT- COOLELF SUPRA | 208 LTR/DRUM, TOTAL | OIL-LUBE |  | Active
412 | FO000420 | OIL, ENGINE MOTOR | SAE 10W-30 | OIL-LUBE |  | Active
413 | FO000421 | GREASE | 20KG/PAIL | OIL-LUBE |  | Active
414 | FO000422 | OIL-ENGINE | SAE10W-30/40 08232-P99 | OIL-LUBE |  | Active
415 | FO000423 | FLUID-BRAKE | DOT-4 LAND ROVER | OIL-LUBE |  | Active
416 | FO000424 | FLUID-POWER STEERING | LAND ROVER | OIL-LUBE |  | Active
417 | FO000425 | SUPERLUBE | 25 LTR/PAIL | OIL-LUBE |  | Active
418 | FO000426 | FLUID-AWF SULLAIR | 18.9 LTR PER GALLON | OIL-LUBE |  | Active
419 | FO000427 | SUPERLUBE-LIGHT TO DARK | AMBER LIQUID,25KG/PAIL | OIL-LUBE |  | Active
420 | FO000428 | GREASE-715 | SPRAFLEX,GOLD | OIL-LUBE |  | Active
421 | FO000429 | GREASE-615 | HTG #2 | OIL-LUBE |  | Active
422 | FO000430 | GREASE-601 | CHAIN DRIVE PIN & BUSHING LUB. | OIL-LUBE |  | Active
423 | FO000431 | LUBRICANT - SPAREX GOLD | CHESTERTON 715 | OIL-LUBE |  | Active
424 | FO000432 | LUBRICANT-CHAIN DRIVE | FOR PIN & BUSHING | OIL-LUBE |  | Active
425 | FO000433 | FLUID- BRAKE & CLUTCH | ZH 4300 B (20L/ PAIL) | OIL-LUBE |  | Active
426 | FO000435 | COOLANT- PREMIX | HONDA CRF250L | OIL-LUBE |  | Active
427 | FO000436 | OIL- ENGINE | 10W-30, HONDA AT JASO T 903 | OIL-LUBE |  | Active
428 | FO000437 | OIL- 15W40, RUBIA WORKS 1000 |  | OIL-LUBE | 15W40 | Active | 2021-11-04
429 | FO000438 | MOLYGREASE-MULTIS | COMPLEX XHV 2 | OIL-LUBE |  | Active
430 | FO000439 | OIL - ENGINE SYNTHETIC | 15W40 | OIL-LUBE |  | Active
431 | FO000440 | GREASE - STARFLEX EP3 | NLGI 3 | OIL-LUBE |  | Active
432 | FO000441 | LUBRICANT | ANTI-SEIZE | OIL-LUBE |  | Active
433 | FO000442 | COOLANT, ULTRA EL | 15L/PAIL | OIL-LUBE |  | Active
434 | FO000443 | COOLANT- ULTRA LONG LIFE | RCP PLATINUM PREMIX | OIL-LUBE |  | Active
435 | FO000445 | COOLANT |  | OIL-LUBE |  | Active
436 | FO000446 | OIL- COMPRESSOR |  | OIL-LUBE |  | Active
437 | FO000447 | OIL- 90 | GEP 90, PTT | OIL-LUBE |  | Active
438 | FO000448 | OIL- 140 | GEP 140,PTT | OIL-LUBE |  | Active
439 | FO000449 | OIL- HYDRAULIC, D-3 | #10, PTT | OIL-LUBE |  | Active
440 | FO000450 | OIL- ATF, AUTOMAT-1A | PTT | OIL-LUBE |  | Active
441 | FO000451 | ROTO- EXTEND, DUTY | COMPRESSOR FLUID | OIL-LUBE |  | Active
442 | FO000452 | OIL- TURNOL | PTT HULIT W10 | OIL-LUBE |  | Active
443 | FO000453 | OIL- HYDROTUR T46 | 200LTRS/DRUM | OIL-LUBE |  | Active
444 | FO000454 | OIL- HYDROTUR,T-68 | 180/ PAIL | OIL-LUBE |  | Active
445 | FO000455 | GREASE- EP2 | 35LBS/PAIL | OIL-LUBE |  | Active
446 | FO000456 | PETROCYL, S-700 | 20LTRS/PAIL | OIL-LUBE |  | Active
447 | FO000457 | OIL- HYDROTUR AW46 | 18 LTRS PER PAIL | OIL-LUBE |  | Active
448 | FO000458 | LUBRICANT- CHAIN | 400MM ML/BOTTLE | OIL-LUBE |  | Active
449 | FO000459 | GREASE- MOBILE |  | OIL-LUBE |  | Active
450 | FO000460 | OIL- ENGINE |  | OIL-LUBE |  | Active
451 | FO000461 | FLUID- HYDRAULIC |  | OIL-LUBE |  | Active
452 | FO000462 | COOLANT- RADIATOR |  | OIL-LUBE |  | Active
453 | FO000463 | OIL- HYDRAULIC |  | OIL-LUBE |  | Active
454 | FO000464 | FLUID- TRANSMISSION |  | OIL-LUBE |  | Active
455 | FO000465 | GREASE- CONTACT | CONDUCTO-LUBE | OIL-LUBE |  | Active
456 | FO000466 | GREASE- RED RUBBER | CASTROL,20LTR/PAIL | OIL-LUBE |  | Active
457 | FO000467 | MOTOR OIL |  | OIL-LUBE |  | Active
458 | FO000468 | GREASE, AEROSHELL-33 |  | OIL-LUBE |  | Active
459 | FO000469 | OIL CONTROL FLUID | FYRQUEL EHC FLUID | OIL-LUBE |  | Active
460 | FO000470 | AEROSHELL FLUID 31 |  | OIL-LUBE |  | Active
461 | FO000471 | GREASOLVE- PGE DEGREASER 250 | WATER SOLUBLE, 200LTRS/DRUM | OIL-LUBE |  | Active
462 | FO000472 | OIL- ENGINE DIESEL |  | OIL-LUBE |  | Active
463 | FO000473 | OIL- 30, PTT D3 PLUS | PTT D3 PLUS | OIL-LUBE |  | Active
464 | FO000474 | OIL- CHAIN, LUBRICANT | S.G@0.9, UP TO 150DEG | OIL-LUBE |  | Active
465 | FO000475 | GREASE- BEARING | TEMP RANGE:-10° TO 250°C | OIL-LUBE |  | Active
466 | FO000476 | GREASE- BEARING | TEMP RANGE:-30 TO 150°C | OIL-LUBE |  | Active
467 | FO000477 | GREASE- SKF, LGHP 2 | FOR CEP MOTOR | OIL-LUBE |  | Active
468 | FO000478 | GREASE- SILICON HD | CHESTERTON, HIGH | OIL-LUBE |  | Active
469 | FO000479 | COOLANT- 50/50 | PGE | OIL-LUBE |  | Active
470 | FO000480 | OIL- HYDRAULIC, AW46 | PGE | OIL-LUBE |  | Active
471 | FO000481 | OIL- PETROMAR HF 4040 |  | OIL-LUBE |  | Active
472 | FO000482 | OIL- COMPRESSOR, AIRCON | ND OIL 8 | OIL-LUBE |  | Active
473 | FO000483 | OIL- HYDRAULIC | AZOLLA AS 32, TOTAL | OIL-LUBE |  | Active
474 | FO000484 | FLUID-HYDRAULIC | ROYCO 782 | OIL-LUBE |  | Active
475 | FO000485 | GREASAE- MULTIS EP2 | 180KGS/ DRUM | OIL-LUBE |  | Active
476 | FO000486 | GREASE- MULTIS COMPLEX EP2 | 180KGS/DRUM | OIL-LUBE |  | Active
477 | FO000487 | OIL- MARINE | SAE 40 TBN 30 API CF, PGE | OIL-LUBE |  | Active
478 | FO000488 | OIL- HAMMER, BIODEGRADABLE | HAMMER OIL 320 | OIL-LUBE |  | Active
479 | FO000489 | GREASE- MULTIS EPOO | 200LTR/DRM | OIL-LUBE |  | Active
480 | FO000490 | ADBLUE |  | OIL-LUBE |  | Active
481 | FO000491 | GREASE 64 |  | OIL-LUBE |  | Active
482 | FO000492 | GREASE - CERAN AD PLUS | 180KG/DRUM | OIL-LUBE |  | Active
483 | FO000493 | AEROSHELL GREASE 7 |  | OIL-LUBE |  | Active
484 | FO000494 | OIL-HYDRAULIC |  | OIL-LUBE |  | Active
485 | FO000495 | OIL- GEAR, INDUSTRIAL | OISO VG 150 GL-5 PGE | OIL-LUBE |  | Active
486 | FO000496 | OIL- GEAR, INDUSTRIAL | ISO VG 220 GL-5 PGE | OIL-LUBE |  | Active
487 | FO000497 | OIL-COMPRESSOR, SCUBA | AQUAMUNDO-LIQUI MOLY | OIL-LUBE |  | Active
488 | FO000498 | LUBRICANT- COMPRESSOR | BOGE 3000PLUS (20LTR/PAIL) | OIL-LUBE |  | Active
489 | FO000499 | DYNATRANS- ACX 50 | TOTAL | OIL-LUBE |  | Active
490 | FO000500 | OIL- RIF NDURANCE 20L |  | OIL-LUBE |  | Active
491 | FO000501 | OIL- ENGINE, PGE | MEGA POWER SAE 15W/40 CI-4 | OIL-LUBE |  | Active
492 | FO000502 | OIL- GEAR, PGE | ISO VG 320 GL-5 | OIL-LUBE |  | Active
493 | FO000503 | OIL- GEAR, PGE | ISO VG 460 GL-5 | OIL-LUBE |  | Active
494 | FO000504 | OIL- HYDRAULIC, PGE | AW 100 | OIL-LUBE |  | Active
495 | TEST | TEST | RRR | OIL-LUBE |  | Deleted

## Components
Id | Name | Status | DateModified
1 | N/A | Default | 2021-12-29 16:58
2 | Engine | Active | 2021-12-07
3 | Transmission | Active | 2021-12-07
4 | Hydraulic | Active | 1/1/0001 12:00:00 AM
5 | Final Drive | Active | 1/1/0001 12:00:00 AM
6 | PTO/Damper | Active | 1/1/0001 12:00:00 AM
7 | Sample Component | Active | 1/1/0001 12:00:00 AM

## Dispensers
Id | Name | Status | DateModified
1 | N/A | Default
2 | Upper Dispensers | Active | 2021-12-07
3 | Dagat 2 Dispenser | Active | 2021-12-15
4 | Panama 2 Dispenser | Active | 2021-12-15
5 | Tungao Dispenser | Active
6 | Main Work Shop Dispenser | Active
7 | Tambak Dispenser | Active

## Equipments
Id | No | Name | ModelNo | Status | DepartmentCode | FuelCodeDiesel | FuelCodeOil | DateModified
1 | 1A-AL-01 | AIR LIFT |  | Active
2 | 1A-WS-01 | WETSLAG AREAS |  | Active
3 | 1B-BO-01 | BOILER 1 |  | Active
4 | 1B-BO-02 | BOILER 2 |  | Active
5 | 1B-HAP-01 | HUMIC ACID PLANT |  | Active
6 | 1BL-SB1-01 | RETRACTABLE LONG SOOTBLOWER 1 |  | Active
7 | 1BL-SB1-02 | ROTARY SOOTBLOWER 2 | FZ 0 D711 10-4 | Active
8 | 1BL-SB1-03 | ROTARY SOOTBLOWER 3 | FZ 0 D711 10-4 | Active
9 | 1BL-SB1-04 | ROTARY SOOTBLOWER 4 | FZ 0 D711 10-4 | Active
10 | 1BL-SB1-05 | ROTARY SOOTBLOWER 5 | FZ 0 D711 10-4 | Active
11 | 1BL-SB1-06 | RETRACTABLE LONG SOOTBLOWER 6 |  | Active
12 | 1BL-SB2-01 | RETRACTABLE LONG SOOTBLOWER 1 |  | Active
13 | 1BL-SB2-02 | ROTARY SOOTBLOWER 2 | FZ 0 D711 10-4 | Active
14 | 1BL-SB2-03 | ROTARY SOOTBLOWER 3 | FZ 0 D711 10-4 | Active
15 | 1BL-SB2-04 | ROTARY SOOTBLOWER 4 | FZ 0 D711 10-4 | Active
16 | 1BL-SB2-05 | ROTARY SOOTBLOWER 5 | FZ 0 D711 10-4 | Active
17 | 1BL-SB2-06 | RETRACTABLE LONG SOOTBLOWER 6 |  | Active
18 | 1C- CCC-01 | COMMON COAL CONVEYOR MOTOR CONTROL |  | Active
19 | 1C-AC-01 | AIRCOMPRESSOR MOTOR CONTROL 1 |  | Active
20 | 1C-AC-02 | AIRCOMPRESSOR MOTOR CONTROL 2 |  | Active
21 | 1C-AIC-01 | ASH INCLINED MOTOR CONTROL 1 |  | Active
22 | 1C-AO-01 | AUXILIARY OIL MOTOR CONTROL 1 |  | Active
23 | 1C-AO-02 | AUXILIARY OIL MOTOR CONTROL 2 |  | Active
24 | 1CB-CCC-01 | COMMON COAL CONVEYOR BELT 1 |  | Active
25 | 1CB-CS-01 | COAL SILO |  | Active
26 | 1C-BF-01 | BFP MOTOR CONTROL 1 |  | Active
27 | 1C-BF-02 | BFP MOTOR CONTROL 2 |  | Active
28 | 1C-BF-03 | BFP MOTOR CONTROL 3 |  | Active
29 | 1CB-FA-01 | FINE COAL CONVEYOR BELT 1 |  | Active
30 | 1CB-MCC-01 | MAIN COAL CONVEYOR BELT 1 |  | Active
31 | 1C-BR-01 | 24 VDC BATTERY |  | Active
32 | 1C-BR-02 | 110 VDC BATTERY |  | Active
33 | 1CB-TC-01 | TRIPPER COAL CONVEYOR 1 |  | Active
34 | 1CB-TCS-01 | TRIPPER COAL SILO CONVEYOR BELT 1 |  | Active
35 | 1CB-UB-01 | UNLOADING BUNKER CONVEYOR BELT 1 |  | Active
36 | 1CC-CC-01 | CHAIN CONVEYOR 1 |  | Active
37 | 1CC-CC-02 | CHAIN CONVEYOR 2 |  | Active
38 | 1C-CCR-01 | COAL CRUSHER MOTOR CONTROL 1 |  | Active
39 | 1C-CCR-02 | COAL CRUSHER MOTOR CONTROL 2 |  | Active
40 | 1CC-CS-01 | SCREW CONVEYOR 1 |  | Active
41 | 1CC-CS-02 | SCREW CONVEYOR 2 |  | Active
42 | 1CC-CS-S1 | SCREW CONVEYOR SPARE |  | Active
43 | 1C-CG-01 | COAL WAGON MOTOR CONTROL 1 |  | Active
44 | 1C-CG-02 | COAL WAGON MOTOR CONTROL 2 |  | Active
45 | 1C-CH-01 | CHAIN CONVEYOR MOTOR CONTROL |  | Active
46 | 1C-CH-02 | CHAIN CONEYOR MOTOR CONTROL |  | Active
47 | 1C-COA-01 | CONDENSATE MOTOR CONTROL 1A |  | Active
48 | 1C-COA-02 | CONDENSATE MOTOR CONTROL 2A |  | Active
49 | 1C-COB-01 | CONDENSATE MOTOR CONTROL 1B |  | Active
50 | 1C-COB-02 | CONDENSATE MOTOR CONTROL 2B |  | Active
51 | 1C-CT-01 | COOLING TOWER MOTOR CONTROL 1 |  | Active
52 | 1C-CT-02 | COOLING TOWER MOTOR CONTROL 2 |  | Active
53 | 1C-CTB-01 | COOLING TOWER BLOWER 1 |  | Active
54 | 1C-CTB-02 | COOLING TOWER BLOWER 2 |  | Active
55 | 1C-CW-01 | CLEAR WATER MOTOR CONTROL 1 |  | Active
56 | 1C-CW-02 | CLEARC WATER MOTOR CONTROL 2 |  | Active
57 | 1C-DW-01 | DEMI WATER MOTOR CONTROL 1 |  | Active
58 | 1C-DW-02 | DEMI WATER MOTOR CONTROL 2 |  | Active
59 | 1C-EDI-01 | ELECTRODE-IONIZATION MOTOR CONTROL 1 |  | Active
60 | 1C-EDI-02 | ELECTRODE-IONIZATION MOTOR CONTROL 2 |  | Active
61 | 1C-EO-01 | MERGENCY OIL MOTOR CONTROL 1 |  | Active
62 | 1C-EO-02 | EMERGENCY OIL MOTOR CONTROL 2 |  | Active
63 | 1C-FC-01 | FINE COAL CONVEYOR MOTOR CONTROL |  | Active
64 | 1C-FDF-01 | FDF MOTOR CONTROL 1 |  | Active
65 | 1C-FDF-02 | FDF MOTOR CONTROL 2 |  | Active
66 | 1C-FW-01 | FRESHWATER COOLING MOTOR CONTROL 1 |  | Active
67 | 1C-FW-02 | FRESHWATER COOLING MOTOR CONTROL 2 |  | Active
68 | 1C-FW-03 | FRESHWATER COOLING MOTOR CONTROL 3 |  | Active
69 | 1C-GC-01 | GRAB CLEANING MOTOR CONTROL 1 |  | Active
70 | 1C-GC-02 | GRAB CLEANING MOTOR CONTROL 2 |  | Active
71 | 1C-HAC-01 | HORIZONTAL ASH MOTOR CONTROL 1 |  | Active
72 | 1C-HPO-01 | HIGH PRESSURE OIL MOTOR CONTROL 1 |  | Active
73 | 1C-HPO-02 | HIGH PRESSURE OIL MOTOR CONTROL 2 |  | Active
74 | 1C-IDF-01 | IDF MOTOR CONTROL 1 |  | Active
75 | 1C-IDF-02 | IDF MOTOR CONTROL 2 |  | Active
76 | 1C-JB-01 | JETBASIN MOTOR CONTROL 1 |  | Active
77 | 1C-JB-02 | JETBASIN MOTOR CONTROL 2 |  | Active
78 | 1C-MCC-01 | MAIN COAL CONVEYOR MOTOR CONTROL |  | Active
79 | 1C-OV-01 | OIL VAPOR MOTOR CONTROL 1 |  | Active
80 | 1C-OV-02 | OIL VAPOR MOTOR CONTROL 2 |  | Active
81 | 1C-PIV-01 | PIV MOTOR CONTROL 1 |  | Active
82 | 1C-PIV-02 | PIV MOTOR CONTROL 2 |  | Active
83 | 1C-RO-01 | HP REVERSE OSMOSIS MOTOR CONTROL 1 |  | Active
84 | 1C-RO-02 | HP REVERSE OSMOSIS MOTOR CONTROL 2 |  | Active
85 | 1C-RW-01 | RAW WATER MOTOR CONTROL 1 |  | Active
86 | 1C-RW-02 | RAW WATER MOTOR CONTROL 2 |  | Active
87 | 1C-SAF-01 | SAF MOTOR CONTROL 1 |  | Active
88 | 1C-SAF-02 | SAF MOTOR CONTROL 2 |  | Active
89 | 1C-SC-01 | SCREW CONVEYOR MOTOR CONTROL 1 |  | Active
90 | 1C-SC-02 | SCREW CONVEYOR MOTOR CONTROL 2 |  | Active
91 | 1C-TC-01 | TRIPPER CONVEYOR MOTOR CONTROL |  | Active
92 | 1C-TCS-01 | TRIPPER CONVEYOR SILO MOTOR CONTROL |  | Active
93 | 1C-TS-01 | TRAVELLING SCREEN MOTOR CONTROL 1 |  | Active
94 | 1C-TS-02 | TRAVELLING SCREEN MOTOR CONTROL 2 |  | Active
95 | 1C-UB-01 | UB CONVEYOR MOTOR CONTROL |  | Active
96 | 1C-WE-01 | WATER EJECTOR MOTOR CONTROL 1 |  | Active
97 | 1C-WE-02 | WATER EJECTOR MOTOR CONTROL 2 |  | Active
98 | 1C-WE-03 | WATER EJECTOR MOTOR CONTROL 3 |  | Active
99 | 1C-WR-01 | WETSLAG REMOVER MOTOR CONTROL 1 |  | Active
100 | 1C-WR-02 | WETSLAG REMOVER MOTOR CONTROL 2 |  | Active
101 | 1F-FDF-01 | FORCED DRAFT FAN 1 | R67/900/1485 | Active
102 | 1F-FDF-02 | FORCED DRAFT FAN2 | R67/900/1485 | Active
103 | 1F-IDF-01 | INDUCED DRAFT FAN 1 | R67/1000/1650 | Active
104 | 1F-IDF-02 | INDUCED DRAFT FAN 2 | R67/1000/1651 | Active
105 | 1F-SAF-01 | SECONDARY AIR FAN 1 | Z 56.1 / 560 X / 2 | Active
106 | 1F-SAF-02 | SECONDARY AIR FAN 2 | Z 56.1 / 560 X / 3 | Active
107 | 1G-AIC-01 | ASH INCLINED CONVEYOR GEARBOX 1 |  | Active
108 | 1G-CCC-01 | COMMON COAL CONVEYOR GEARBOX 1 |  | Active
109 | 1G-CCR-01 | COAL CRUSHER GEARBOX 1 |  | Active
110 | 1G-CCR-02 | COAL CRUSHER GEARBOX 2 |  | Active
111 | 1G-CG-01 | COAL WAGON GEARBOX 1 |  | Active
112 | 1G-CG-02 | COAL WAGON GEARBOX 2 |  | Active
113 | 1G-CH-01 | CHAIN CONVEYOR GEARBOX 1 |  | Active
114 | 1G-CH-02 | CHAIN CONVEYOR GEARBOX 2 |  | Active
115 | 1G-CT-01 | COOLING TOWER GEARBOX 1 |  | Active
116 | 1G-CT-02 | COOLING TOWER GEARBOX 2 |  | Active
117 | 1G-FC-01 | FINE COAL CONVEYOR GEARBOX 1 |  | Active
118 | 1G-GC-01 | GRAB CLEANING GEARBOX 1 |  | Active
119 | 1G-GC-02 | GRAB CLEANING GEARBOX 2 |  | Active
120 | 1G-HAC-01 | HORIZONTAL ASH CONVEYOR GEARBOX 1 |  | Active
121 | 1G-MC-01 | MAIN COAL CONVEYOR GEARBOX 1 |  | Active
122 | 1G-PIV-01 | PIV GEARBOX 1 |  | Active
123 | 1G-PIV-02 | PIV GEARBOX 2 |  | Active
124 | 1G-PIV-03 | PIV GEARBOX 3 |  | Active
125 | 1G-SC-01 | SCREW CONVEYOR GEARBOX 1 |  | Active
126 | 1G-SC-02 | SCREW CONVEYOR GEARBOX 2 |  | Active
127 | 1G-SC-SP | SCREW CONVEYOR GEARBOX SPARE |  | Active
128 | 1GS-EDG-01 | EMERGENCY DEISEL GENERATOR 1 | MVW1734F1 | Active
129 | 1GS-EDG-02 | EMERGENCY DIELSEL GENERATOR 2 |  | Active
130 | 1GS-GEN-01 | GENERATOR 1 | DT 080 D 04 M + WP 42 | Active
131 | 1GS-GEN-02 | GENERATOR 2 | DT 080 D 04 M + WP 42 | Active
132 | 1G-TC-01 | TRIPPER CONVEYOR GEARBOX 1 |  | Active
133 | 1G-TCS-01 | TRIPPER CONVEYOR SILO GEARBOX 1 |  | Active
134 | 1G-TS-01 | TRAVELLING SCREEN GEARBOX 1 |  | Active
135 | 1G-TS-02 | TRAVELLING SCREEN GEARBOX 2 |  | Active
136 | 1G-UB-01 | UNLOADING BUNKER CONVEYOR GEARBOX |  | Active
137 | 1G-WR-01 | WETSLAG REMOVER GEARBOX 1 |  | Active
138 | 1G-WR-02 | WETSLAG REMOVER GEARBOX 2 |  | Active
139 | 1HV-SWG-01 | FEEDER 1 ( MS-5/MS-7 ) VCB |  | Active
140 | 1HV-SWG-02 | FEEDER 2 VCB |  | Active
141 | 1HV-SWG-03 | FEEDER 3 MS 2 VCB |  | Active
142 | 1HV-SWG-04 | FEEDER 4 ( FUTURE / SPARE ) VCB |  | Active
143 | 1HV-SWG-05 | FEEDER 5 MS-4 VCB |  | Active
144 | 1HV-SWG-06 | FEEDER 6 VCB |  | Active
145 | 1M_GMP_02 | GREASE PUMP MOTOR-02 (do not use) |  | Active
146 | 1M-AC-01 | AIR COMPRESSOR MOTOR 1 |  | Active
147 | 1M-AC-02 | AIR COMPRESSOR MOTOR 2 |  | Active
148 | 1M-AIC-01 | ASH INCLINED CONVEYOR MOTOR 1 |  | Active
149 | 1M-AO-01 | AUXILIARY OIL PUMP MOTOR 1 |  | Active
150 | 1M-AO-02 | AUXILIARY OIL PUMP MOTOR 2 |  | Active
151 | 1M-BF-01 | BOILER FEEDWATER MOTOR 1 |  | Active
152 | 1M-BF-02 | BOILER FEEDWATER MOTOR 2 |  | Active
153 | 1M-BF-03 | BOILER FEEDWATER MOTOR 3 |  | Active
154 | 1M-BF-04 | BOILER FEEDWATER MOTOR 4 |  | Active
155 | 1M-BF-05 | BOILER FEEDWATER MOTOR 5 |  | Active
156 | 1M-CCC-01 | COMMON COAL CONVEYOR MOTOR 1 |  | Active
157 | 1M-CCR-01 | COAL CRUSHER MOTOR 1 |  | Active
158 | 1M-CCR-02 | COAL CRUSHER MOTOR 2 |  | Active
159 | 1M-CCR-03 | COAL CRUSHER MOTOR 3 |  | Active
160 | 1M-CDM-01 | COAL DISTRIBUTOR MOTOR |  | Active
161 | 1M-CG-01 | COAL WAGON MOTOR 1 | AM 90SX 4 | Active
162 | 1M-CG-02 | COAL WAGON MOTOR 2 | AM 90SX 4 | Active
163 | 1M-CH-01 | CHAIN CONVEYOR MOTOR 1 |  | Active
164 | 1M-CH-02 | CHAIN CONVEYOR MOTOR 2 |  | Active
165 | 1M-CO-01 | CONDENSATE PUMP MOTOR 1A |  | Active
166 | 1M-CO-02 | CONDENSATE PUMP MOTOR 1B |  | Active
167 | 1M-CO-03 | CONDENSATE PUMP MOTOR 2A |  | Active
168 | 1M-CO-04 | CONDENSATE PUMP MOTOR 2B |  | Active
169 | 1M-CO-05 | CONDENSATE PUMP MOTOR 5 |  | Active
170 | 1M-CO-06 | CONDENSATE PUMP MOTOR 6 |  | Active
171 | 1M-CO-07 | CONDENSATE PUMP MOTOR 7 |  | Active
172 | 1M-CSTM-01 | COAL SILO TRACTION MOTOR 01 |  | Active
173 | 1M-CSTM-02 | COAL SILO TRACTION MOTOR 02 |  | Active
174 | 1M-CSTM-03 | COAL SILO TRACTION MOTOR 03 |  | Active
175 | 1M-CSTM-04 | COAL SILO TRACTION MOTOR 04 |  | Active
176 | 1M-CSTM-05 | COAL SILO TRACTION MOTOR 05 |  | Active
177 | 1M-CSTM-06 | COAL SILO TRACTION MOTOR 06 |  | Active
178 | 1M-CSTM-07 | COAL SILO TRACTION MOTOR 07 |  | Active
179 | 1M-CSTM-08 | COAL SILO TRACTION MOTOR 08 |  | Active
180 | 1M-CT-01 | COOLING TOWER MOTOR 1 |  | Active
181 | 1M-CT-02 | COOLING TOWER MOTOR 2 |  | Active
182 | 1M-CW-01 | CLEAR WATER PUMP MOTOR 1 |  | Active
183 | 1M-CW-02 | CLEAR WATER PUMP MOTOR 2 |  | Active
184 | 1M-DW-01 | DEMINERALIZED WATER PUMP MOTOR 1 |  | Active
185 | 1M-DW-02 | DEMINERALIZED WATER PUMP MOTOR 2 |  | Active
186 | 1M-EDI-01 | ELECTRO DE-IONIZATION PUMP MOTOR 1 |  | Active
187 | 1M-EDI-02 | ELECTRO DE-IONIZATION PUMP MOTOR 2 |  | Active
188 | 1M-EO-01 | EMERGENCY OIL PUMP MOTOR 1 |  | Active
189 | 1M-EO-02 | EMERGENCY OIL PUMP MOTOR 2 |  | Active
190 | 1M-FC-01 | FINE COAL CONVEYOR MOTOR 1 |  | Active
191 | 1M-FDF-01 | FORCED DRAFT FAN MOTOR 1 |  | Active
192 | 1M-FDF-02 | FORCED DRAFT FAN MOTOR 2 |  | Active
193 | 1M-FW-01 | FRESHWATER COOLING MOTOR 1 |  | Active
194 | 1M-FW-02 | FRESHWATER COOLING MOTOR 2 |  | Active
195 | 1M-FW-03 | FRESHWATER COOLING MOTOR 3 |  | Active
196 | 1M-GC-01 | GRAB CLEANER MOTOR 1 | R80 FDT 80N 4BG | Active
197 | 1M-GC-02 | GRAB CLEANER MOTOR 2 | R80 FDT 80N 4BG | Active
198 | 1M-GPM-01 | GREASE PUMP MOTOR 01 |  | Active
199 | 1M-GPM-02 | GREASE PUMP MOTOR 02 |  | Active
200 | 1M-GPM-03 | GREASE PUMP MOTOR 03 |  | Active
201 | 1M-GPM-04 | GREASE PUMP MOTOR 04 |  | Active
202 | 1M-HAC-01 | HORIZONTAL ASH CONVEYOR MOTOR 1 | R70DT1001-S-4BG | Active
203 | 1M-HPO-01 | HIGH PRESSURE OIL PUMP MOTOR 1 |  | Active
204 | 1M-HPO-02 | HIGH PRESSURE OIL PUMP MOTOR 2 |  | Active
205 | 1M-IDF-01 | INDUCED DRAFT FAN MOTOR 1 |  | Active
206 | 1M-IDF-02 | INDUCED DRAFT FAN MOTOR 2 |  | Active
207 | 1M-JB-01 | JET BASIN CIRCULATING PUMP MOTOR 1 |  | Active
208 | 1M-JB-02 | JET BASIN CIRCULATING PUMP MOTOR 2 |  | Active
209 | 1M-LSGVM-01 | LIVE STEAM GATE VALVE MOTOR |  | Active
210 | 1M-LSGVM-02 | LIVE STEAM GATE VALVE MOTOR |  | Active
211 | 1M-MC-01 | MAIN COAL CONVEYOR MOTOR 1 |  | Active
212 | 1M-OV-01 | OIL VAPOR EXTRACTOR MOTOR 1 |  | Active
213 | 1M-OV-02 | OIL VAPOR EXTRACTOR MOTOR 2 |  | Active
214 | 1M-PIV-01 | PIV GRATE DRIVE MOTOR 1 | AM112 MZ 4 | Active
215 | 1M-PIV-02 | PIV GRATE DRIVE MOTOR 2 | AM112 MZ 4 | Active
216 | 1M-PIV-03 | PIV GRATE DRIVE MOTOR 3 |  | Active
217 | 1M-RO-01 | HP REVERSE OSMOSIS PUMP MOTOR 1 |  | Active
218 | 1M-RO-02 | HP REVERSE OSMOSIS PUMP MOTOR 2 |  | Active
219 | 1M-RW-01 | RAW WATER PUMP MOTOR 1 |  | Active
220 | 1M-RW-02 | RAW WATER PUMP MOTOR 2 |  | Active
221 | 1M-SAF-01 | SECONDARY AIR FAN MOTOR 1 |  | Active
222 | 1M-SAF-02 | SECONDARY AIR FAN MOTOR 2 |  | Active
223 | 1M-SC-01 | SCREW CONVEYOR MOTOR 1 |  | Active
224 | 1M-SC-02 | SCREW CONVEYOR MOTOR 2 |  | Active
225 | 1M-SW-01 | SEAWATER COOLING MOTOR 1 |  | Active
226 | 1M-SW-02 | SEAWATER COOLING MOTOR 2 |  | Active
227 | 1M-SW-03 | SEAWATER COOLING MOTOR 3 |  | Active
228 | 1M-SW-04 | SEAWATER COOLING MOTOR 4 |  | Active
229 | 1M-TC-01 | TRIPPER CONVEYOR MOTOR 1 |  | Active
230 | 1M-TCS-01 | TRIPPER CONVEYOR SILO MOTOR 1 |  | Active
231 | 1M-TM-01 | TRACTION MOTOR 1 | SA5ODT71C-4BG | Active
232 | 1M-TS-01 | TRAVELLING SCREEN MOTOR 1 |  | Active
233 | 1M-TS-02 | TRAVELLING SCREEN MOTOR 2 |  | Active
234 | 1M-UB-01 | UNLOADING BUNKER CONVEYOR MOTOR 1 |  | Active
235 | 1MV-SWG-01 | GENERATOR 1 VCB |  | Active
236 | 1MV-SWG-02 | AUXILIARY TRANSFORMER 1 OCB |  | Active
237 | 1MV-SWG-03 | EMERGENCY DEISEL GENERATOR 1 OCB |  | Active
238 | 1MV-SWG-04 | COAL STORAGE 1 OCB |  | Active
239 | 1MV-SWG-05 | PANIAN 1 TRANSFORMER VCB |  | Active
240 | 1MV-SWG-06 | HOUSING CIRCUIT 1 OCB |  | Active
241 | 1MV-SWG-07 | SEAWATER COOLING PUMP 1 OCB |  | Active
242 | 1MV-SWG-08 | SEAWATER COOLING PUMP 2 OCB |  | Active
243 | 1MV-SWG-09 | COUPLING OCB |  | Active
244 | 1MV-SWG-10 | SEAWATER COOLING PUMP 3 OCB |  | Active
245 | 1MV-SWG-11 | PANIAN TRANSFORMER 2 VCB |  | Active
246 | 1MV-SWG-12 | COAL STORAGE 2 OCB |  | Active
247 | 1MV-SWG-13 | AUXILIARY TRANSFORMER 2 OCB |  | Active
248 | 1MV-SWG-14 | GENERATOR 2 VCB |  | Active
249 | 1MV-SWG-15 | HOUSING CIRCUIT 2 OCB |  | Active
250 | 1MV-SWG-16 | UNONG OCB |  | Active
251 | 1MV-SWG-17 | SPARE OCB |  | Active
252 | 1M-WE-01 | WATER EJECTOR MOTOR 1 |  | Active
253 | 1M-WE-02 | WATER EJECTOR MOTOR 2 |  | Active
254 | 1M-WE-03 | WATER EJECTOR MOTOR 3 |  | Active
255 | 1M-WE-04 | WATER EJECTOR MOTOR 4 |  | Active
256 | 1M-WE-05 | WATER EJECTOR MOTOR 5 |  | Active
257 | 1M-WR-01 | WETSLAG REMOVER MOTOR 1 |  | Active
258 | 1M-WR-02 | WETSLAG REMOVER MOTOR 2 |  | Active
259 | 1M-WSR-1 | WET SLAG REMOVER 1 |  | Active
260 | 1P_ACU | Air Conditioning Unit |  | Active
261 | 1P-AC-01 | AIR COMPRESSOR 1 | GA 307 PACK | Active
262 | 1P-AC-02 | AIR COMPRESSOR 2 | GA 307 PACK | Active
263 | 1P-AC-03 | AIR COMPRESSOR 3 |  | Active
264 | 1P-AC-04 | AIR COMPRESSOR 4 |  | Active
265 | 1P-AO-01 | AUXILIARY OIL PUMP 1 | SNH 440 R 40 GG -25 | Active
266 | 1P-AO-02 | AUXILIARY OIL PUMP 2 | SNH 440 R 40 GG -26 | Active
267 | 1P-BF-01 | BOILER FEEDWATER PUMP 1 | N0WQ 6526 BN 041, 02-2 | Active
268 | 1P-BF-02 | BOILER FEEDWATER PUMP 2 | N0WQ 6526 BN 041, 02-2 | Active
269 | 1P-BF-03 | BOILER FEEDWATER PUMP 3 | N0WQ 6526 BN 041, 02-2 | Active
270 | 1P-BF-04 | BOILER FEEDWATER PUMP 4 |  | Active
271 | 1P-BF-05 | BOILER FEEDWATER PUMP 5 |  | Active
272 | 1P-BF-S1 | BOILER FEEDWATER PUMP SPARE |  | Active
273 | 1P-CD-01 | CHEMICAL DOSING PUMP DEHA |  | Active
274 | 1P-CD-02 | CHEMICAL DOSING PUMP TSP |  | Active
275 | 1P-CD-03 | CHEMICAL DOSING PUMP MICROBIOCIDE 1 |  | Active
276 | 1P-CD-04 | CHEMICAL DOSING PUMPMICROBIOCIDE 2 |  | Active
277 | 1P-CD-05 | CHEMICAL DOSING PUMP CI 1 |  | Active
278 | 1P-CD-06 | CHEMICAL DOSING PUMP CI 2 |  | Active
279 | 1P-CO-01 | CONDENSATE PUMP 1A | HEGA 6504B - 022 - OC - PO | Active
280 | 1P-CO-02 | CONDENSATE PUMP 1B | HEGA 6504B - 022 - OC - PO | Active
281 | 1P-CO-03 | CONDENSATE PUMP 2A | HEGA 6504B - 022 - OC - PO | Active
282 | 1P-CO-04 | CONDENSATE PUMP 2B | HEGA 6504B - 022 - OC - PO | Active
283 | 1P-CO-05 | CONDENSATE PUMP 5 |  | Active
284 | 1P-CW-01 | CLEAR WATER PUMP 1 |  | Active
285 | 1P-CW-02 | CLEAR WATER PUMP 2 |  | Active
286 | 1P-DW-01 | DEMI WATER PUMP 1 | CNX 40 - 160 | Active
287 | 1P-DW-02 | DEMI WATER PUMP 2 | CNX 40 - 161 | Active
288 | 1P-EDI-01 | ELECTRODEIONIZATION PUMP 1 |  | Active
289 | 1P-EDI-02 | ELECTRODEIONIZATION PUMP 2 |  | Active
290 | 1P-EO-01 | EMERGENCY OIL PUMP 1 | LAK 160 LA | Active
291 | 1P-EO-02 | EMERGENCY OIL PUMP 2 | LAK 160 LA | Active
292 | 1P-FW-01 | FRESH WATER PUMP 1 |  | Active
293 | 1P-FW-02 | FRESH WATER PUMP 2 |  | Active
294 | 1P-FW-03 | FRESH WATER PUMP 3 |  | Active
295 | 1P-HPO-01 | HIGH PRESSURE OIL PUMP 1 | PV 015 SA 3 AR S 40 | Active
296 | 1P-HPO-02 | HIGH PRESSURE OIL PUMP 2 | PV 015 SA 3 AR S 41 | Active
297 | 1P-HPO-S | HIGH PRESSURE OIL PUMP SPARE |  | Active
298 | 1P-JB-01 | JET BASIN PUMP 1 | NOWC 5020-BN041.02.2 | Active
299 | 1P-JB-02 | JET BASIN PUMP 2 | NOWC 5020-BN041.02.2 | Active
300 | 1P-OT-01 | OIL TRANSFER PUMP |  | Active
301 | 1P-RO-01 | RO PUMP 1 |  | Active
302 | 1P-RO-02 | RO PUMP 1 |  | Active
303 | 1P-RW-01 | RAW WATER PUMP 1 |  | Active
304 | 1P-RW-02 | RAW WATER PUMP 2 |  | Active
305 | 1P-SUB-1 | SUBMERSIBLE PUMP |  | Active
306 | 1P-SW-01 | SEAWATER COOLING PUMP 1 |  | Active
307 | 1P-SW-02 | SEAWATER COOLING PUMP 2 |  | Active
308 | 1P-SW-03 | SEAWATER COOLING PUMP 3 |  | Active
309 | 1P-SW-04 | SEAWATER COOLING PUMP 4 |  | Active
310 | 1PT-01 | PANIAN TRANSFORMER 1 | TDQ-633 A03 S9K-99 | Active
311 | 1PT-02 | PANIAN TRANSFORMER 2 | TDQ-633 A03 S9K-99 | Active
312 | 1PT-03 | HOUSING CIRCUIT TRANSFORMER 1 | TDQ-632 A01 S9K-99 | Active
313 | 1PT-04 | HOUSING CIRCUIT TRANSFORMER 2 | TDQ-632 A01 S9K-99 | Active
314 | 1PT-05 | AUXILIARY TRANSFORMER 1 |  | Active
315 | 1PT-06 | AUXILIARY TRANSFORMER 2 |  | Active
316 | 1PT-07 | CONTROL TRANSFORMER |  | Active
317 | 1PT-08 | LIGHTING TRANSFORMER |  | Active
318 | 1P-WE-01 | WATER EJECTOR PUMP 1 | NOWC 4080 - BN041.04.2 | Active
319 | 1P-WE-02 | WATER EJECTOR PUMP 2 | NOWC 4080 - BN041.04.2 | Active
320 | 1P-WE-03 | WATER EJECTOR PUMP 3 | NOWC 4080 - BN041.04.2 | Active
321 | 1P-WSS-01 | WET SLAG SUMP 1, SUBMERSIBLE PUMP |  | Active
322 | 1P-WSS-02 | WET SLAG SUMP 2, SUBMERSIBLE PUMP |  | Active
323 | 1T-TURB-01 | TURBINE 1 | M60 - K10 | Active
324 | 1T-TURB-02 | TURBINE 2 | M60 - K10 | Active
325 | 1WT-PA-01 | PALL ARIA |  | Active
326 | 1W-WW-01 | WATER WALL |  | Active
327 | 2A-CF | COAL FEEDER AREA |  | Active
328 | 2B-BO-01 | CFB BOILER |  | Active
329 | 2BL-RLSB-01 | RETRACTABLE LONG SOOTBLOWER 1 |  | Active
330 | 2BL-RLSB-02 | RETRACTABLE LONG SOOTBLOWER 2 |  | Active
331 | 2BL-RLSB-03 | RETRACTABLE LONG SOOTBLOWER 3 |  | Active
332 | 2BL-RLSB-04 | RETRACTABLE LONG SOOTBLOWER 5 |  | Active
333 | 2BL-RSB-01 | ROTARY SOOTBLOWER 1 |  | Active
334 | 2BL-RSB-02 | ROTARY SOOTBLOWER 2 |  | Active
335 | 2BL-RSB-03 | ROTARY SOOTBLOWER 3 |  | Active
336 | 2BL-RSB-04 | ROTARY SOOTBLOWER 4 |  | Active
337 | 2BL-RSB-05 | ROTARY SOOTBLOWER 5 |  | Active
338 | 2BL-RSB-06 | ROTARY SOOTBLOWER 6 |  | Active
339 | 2C-AC-01 | AIRCOMPRESSOR MOTOR CONTROL |  | Active
340 | 2C-AC-02 | AIRCOMPRESSOR MOTOR CONTROL |  | Active
341 | 2C-AC-03 | AIRCOMPRESSOR MOTOR CONTROL |  | Active
342 | 2C-ACH-01 | ASH CHAIN CONVEYOR MOTOR CONTROL |  | Active
343 | 2C-ACL-01 | AC LUBRICATION OIL MOTOR CONTROL 1 |  | Active
344 | 2C-BAD-01 | BOTTOM ASH DISCHARGE MOTOR CONTROL |  | Active
345 | 2CB-CCA-01 | COAL CONVEYOR BELT 1A |  | Active
346 | 2CB-CCA-02 | COAL CONVEYOR BELT 2A |  | Active
347 | 2CB-CCA-03 | COAL CONVEYOR BELT 3A |  | Active
348 | 2CB-CCA-04 | COAL CONVEYOR BELT 4A |  | Active
349 | 2CB-CCB-01 | COAL CONVEYOR BELT 1B |  | Active
350 | 2CB-CCB-02 | COAL CONVEYOR BELT 2B |  | Active
351 | 2CB-CCB-03 | COAL CONVEYOR BELT 3B |  | Active
352 | 2CB-CCB-04 | COAL CONVEYOR BELT 4B |  | Active
353 | 2CB-CCO-01 | COAL CLEAN OUT CONVEYOR 1 |  | Active
354 | 2CB-CCO-02 | COAL CLEAN OUT CONVEYOR 2 |  | Active
355 | 2CB-CCO-03 | COAL CLEAN OUT CONVEYOR 3 |  | Active
356 | 2CB-CF-01 | COAL FEEDER CONVEYOR BELT 1 | CS2018 | Active
357 | 2CB-CF-02 | COAL FEEDER CONVEYOR BELT 2 | CS2018 | Active
358 | 2CB-CF-03 | COAL FEEDER CONVEYOR BELT 3 | CS2018 | Active
359 | 2CB-CS | COAL SILO 2 |  | Active
360 | 2C-BE-01 | BUCKET ELEVATOR MOTOR CONTROL |  | Active
361 | 2C-BF-01 | BOILER FEEDWATER MOTOR CONTROL 1 |  | Active
362 | 2C-BF-02 | BOILER FEEDWATER MOTOR CONTROL 2 |  | Active
363 | 2C-BF-03 | BOILER FEEDWATER MOTOR CONTROL 3 |  | Active
364 | 2C-BR-01 | 110 VDC BATTERY |  | Active
365 | 2C-BR-02 | 220 VDC BATTERY |  | Active
366 | 2CB-RHC-01 | RAMP HOUSE CONVEYOR BELT |  | Active
367 | 2C-BW-01 | BACKWASH PUMP MOTOR CONTROL 1 |  | Active
368 | 2CC-BE-01 | BUCKET ELEVATOR | TB250 | Active
369 | 2C-CCA-01 | COAL CONVEYOR MOTOR CONTROL 1 |  | Active
370 | 2C-CCA-02 | COAL CONVEYOR MOTOR CONTROL 2 |  | Active
371 | 2C-CCA-03 | SCREW CONVEYOR MOTOR CONTROL 3 |  | Active
372 | 2C-CCA-04 | COAL CONVEYOR MOTOR CONTROL 4 |  | Active
373 | 2C-CCA-05 | SCREW CONVEYOR MOTOR CONTROL |  | Active
374 | 2C-CCB-01 | COAL CONVEYOR MOTOR CONTROL 1 |  | Active
375 | 2C-CCB-02 | COAL CONVEYOR MOTOR CONTROL 2 |  | Active
376 | 2C-CCB-03 | SCREW CONVEYOR MOTOR CONTROL 3 |  | Active
377 | 2C-CCB-04 | COAL CONVEYOR MOTOR CONTROL 4 |  | Active
378 | 2C-CCB-05 | SCREW CONVEYOR MOTOR CONTROL 5 |  | Active
379 | 2CC-CC-01 | CHAIN CONVEYOR 1 |  | Active
380 | 2C-CCCW-01 | CLOSED CYCLE COOLING MOTOR CONTROL 1 |  | Active
381 | 2C-CCCW-02 | CLOSED CYCLE COOLING MOTOR CONTROL 2 |  | Active
382 | 2C-CCCW-03 | CLOSED CYCLE COOLING MOTOR CONTROL 3 |  | Active
383 | 2C-CCO-01 | COAL CLEAN OUT MOTOR CONTROL |  | Active
384 | 2C-CCO-02 | COAL CLEAN OUT MOTOR CONTROL |  | Active
385 | 2C-CCO-03 | COAL CLEAN OUT MOTOR CONTROL |  | Active
386 | 2C-CCR-01 | PRIMARY COAL CRUSHER MOTOR CONTROL A |  | Active
387 | 2C-CCR-02 | PRIMARY COAL CRUSHER MOTOR CONTROL B |  | Active
388 | 2C-CCR-03 | SECONDARY COAL CRUSHER MOTOR CONTROL A |  | Active
389 | 2C-CCR-04 | SECONDARY COAL CRUSHER MOTOR CONTROL B |  | Active
390 | 2CC-CS-01 | CHAIN CONVEYOR COAL SILO |  | Active
391 | 2CC-CS-02 | CHAIN CONVEYOR COAL SILO |  | Active
392 | 2CC-CS-03 | BOTTOM ASH CHAIN CONVEYOR MOTOR CONTROL |  | Active
393 | 2C-CCW-01 | CIRCULATING COOLING MOTOR CONTROL 1 |  | Active
394 | 2C-CCW-02 | CIRCULATING COOLING MOTOR CONTROL 2 |  | Active
395 | 2C-CD-01 | CONTINUOUS DOSING PUMP MOTOR CONTROL |  | Active
396 | 2C-CD-02 | CONTINUOUS DOSING PUMP MOTOR CONTROL |  | Active
397 | 2C-CD-03 | CONTINUOUS DOSING PUMP MOTOR CONTROL |  | Active
398 | 2C-CF-01 | COAL FEEDER MOTOR CONTROL 1 |  | Active
399 | 2C-CF-02 | COAL FEEDER MOTOR CONTROL 2 |  | Active
400 | 2C-CF-03 | COAL FEEDER MOTOR CONTROL 3 |  | Active
401 | 2C-CH-01 | CHAIN CONVEYOR MOTOR CONTROL |  | Active
402 | 2C-CH-02 | CHAIN CONVEYOR MOTOR CONTROL |  | Active
403 | 2C-CHP-01 | COAL HANDLING PLANT MCC |  | Active
404 | 2C-CL-01 | CLARIFIED PUMP MOTOR CONTROL |  | Active
405 | 2C-CL-02 | CLARIFIED PUMP MOTOR CONTROL 2 |  | Active
406 | 2C-CN-01 | CLEAN WATER PUMP MOTOR CONTROL 1 |  | Active
407 | 2C-CN-02 | CLEAN WATER PUMP MOTOR CONTROL 2 |  | Active
408 | 2C-CO-01 | CONDENSATE PUMP MOTOR CONTROL 1 |  | Active
409 | 2C-CO-02 | CONDENSATE PUMP MOTOR CONTROL 2 |  | Active
410 | 2C-CR-01 | CUSHION ROLLER MOTOR CONTROL |  | Active
411 | 2C-CR-02 | CUSHION ROLLER MOTOR CONTROL |  | Active
412 | 2C-CR-03 | CUSHION ROLLER MOTOR CONTROL |  | Active
413 | 2C-CR-04 | CUSHION ROLLER MOTOR CONTROL |  | Active
414 | 2CC-SC-01 | SCREW CONVEYOR A |  | Active
415 | 2CC-SC-02 | SCREW CONVEYOR B |  | Active
416 | 2C-CT-01 | COOLING TOWER MOTOR CONTROL |  | Active
417 | 2C-CT-02 | COOLING TOWER MOTOR CONTROL |  | Active
418 | 2C-CT-03 | COOLING TOWER MOTOR CONTROL |  | Active
419 | 2C-CT-04 | COOLING TOWER MOTOR CONTROL |  | Active
420 | 2C-CT-05 | COOLING TOWER MOTOR CONTROL |  | Active
421 | 2C-CT-06 | COOLING TOWER MOTOR CONTROL |  | Active
422 | 2C-DCL-01 | C LUBRICATION OIL MOTOR CONTROL 1 |  | Active
423 | 2C-DCL-02 | DC LUBRICATON OI MOTOR CONTROL 2 |  | Active
424 | 2C-DW-01 | DEMI WATER MOTOR CONTROL 1 |  | Active
425 | 2C-DW-02 | DEMI WATER MOTOR CONTROL 2 |  | Active
426 | 2C-ECP-01 | ELECTROCHLORINATION PLANT MCC |  | Active
427 | 2C-ESP&AH-01 | ASH HANDLING & ESP MCC |  | Active
428 | 2C-FAD-01 | FLY ASH DISCHARGE MOTOR CONTROL |  | Active
429 | 2C-FAD-02 | FLY ASH DISCHARGE SCREW MOTOR CONTROL 2 |  | Active
430 | 2C-FFS-01 | FIRE FIGTHING MOTOR CONTROL 1 |  | Active
431 | 2C-FW-01 | FLUSH WATER PUMP MOTOR CONTROL |  | Active
432 | 2C-HPA-01 | HP AUXILIARY PUMP MOTOR CONTROL 1 |  | Active
433 | 2C-HPF-01 | HP FLUIDIZING FAN MOTOR CONTROL |  | Active
434 | 2C-HPF-02 | HP FLUIDIZING FAN MNOTOR CONTROL |  | Active
435 | 2C-HPF-03 | HP FLUIDIZING FAN MOTOR CONTROL |  | Active
436 | 2C-HPF-04 | HP FLUIDIZING FAN MOTOR CONTROL |  | Active
437 | 2C-HPF-05 | HP FLUIDIZING FAN MOTOR CONTROL |  | Active
438 | 2C-HPF-06 | HP FLUIDIZING FAN MOTOR CONTROL |  | Active
439 | 2C-IDF-01 | IDF MOTOR CONTROL |  | Active
440 | 2C-IDF-02 | IDF MOTOR CONTROL |  | Active
441 | 2C-IW-01 | INTERMEDIATE PUMP MOTOR CONTROL 1 |  | Active
442 | 2C-IW-02 | INTERMEDIATE WATER MOTOR CONTROL 2 |  | Active
443 | 2C-JO-01 | JOCKING OIL MOTOR CONTROL 1 |  | Active
444 | 2C-MPH-01 | MAIN POWER HOUSE MCC |  | Active
445 | 2C-OM-01 | OIL MIST FAN MOTOR CONTROL |  | Active
446 | 2C-OM-02 | OIL MIST FAN MOTOR CONTROL |  | Active
447 | 2C-PAF-01 | PAF MOTOR CONTROL |  | Active
448 | 2C-PAF-02 | PAF MOTOR CONTROL |  | Active
449 | 2CP-CHPLC | CONTROL PANEL COAL HANDLING PLC |  | Active
450 | 2CP-WTPLC | CONTROL PANEL WATER TREATMENT PLC |  | Active
451 | 2C-RB-01 | RUBBER BALL CLEANING MOTOR CONTROL 1 |  | Active
452 | 2C-RHC-01 | RAMPHOUSE CONVEYOR MOTOR CONTROL |  | Active
453 | 2C-RO-01 | HP RO PUMP MOTOR CONTROL 1 |  | Active
454 | 2C-RO-02 | HP RO PUMP MOTOR CONTROL 2 |  | Active
455 | 2C-RO-03 | HP RO PUMP MOTOR CONTROL 3 |  | Active
456 | 2C-RO-04 | HP RO PUMP MOTOR CONTROL 4 |  | Active
457 | 2C-ROW-01 | RO WATER PUMP MOTOR CONTROL |  | Active
458 | 2C-RW-01 | RAW WATER MOTOR CONTROL 1 |  | Active
459 | 2C-RW-02 | RAW WATER MOTOR CONTROL 2 |  | Active
460 | 2C-SAF-01 | SAF MOTOR CONTROL |  | Active
461 | 2C-SAF-02 | SAF MOTOR CONTROL |  | Active
462 | 2C-SD-01 | SHOCK DOSING PUMP MOTOR CONTROL |  | Active
463 | 2C-SW-01 | SEAWATER COOLING MOTOR CONTROL 1 |  | Active
464 | 2C-SW-02 | SEAWATER COOLING MOTOR CONTROL 2 |  | Active
465 | 2C-SWB-01 | SEAWATER BOOSTER PUMP MOTOR CONTROL |  | Active
466 | 2C-SWB-02 | SEAWATER BOOSTER PUMP MOTOR CONTROL |  | Active
467 | 2C-TGD-01 | TURNING GEAR DEVICE MOTOR CONTROL |  | Active
468 | 2C-TR-01 | TRANSFER OIL MOTOR CONTROL 1 |  | Active
469 | 2C-TR-02 | TRANSFER OIL MOTOR CONTROL 2 |  | Active
470 | 2C-TS-01 | TRAVELLING SCREEN MOTOR CONTROL |  | Active
471 | 2C-TS-02 | TRAVELLING SCREEN MOTOR CONTROL |  | Active
472 | 2C-UO-01 | UNLOADING OIL MOTOR CONTROL 1 |  | Active
473 | 2C-UO-02 | UNLOADING OIL MOTOR CONTROL 2 |  | Active
474 | 2C-VS-01 | VIBRATING SCREEN MOTOR CONTROL |  | Active
475 | 2C-VS-02 | VIBRATING SCREEN MOTOR CONTROL |  | Active
476 | 2C-WP-01 | WASH PUMP MOTOR CONTROL 1 |  | Active
477 | 2C-WP-02 | WASH PUMP MOTOR CONTROL 2 |  | Active
478 | 2C-WTP-01 | WATER TREATMENT PLANT MCC |  | Active
479 | 2C-WW-01 | WASTE WATER PUMP MOTOR CONTROL |  | Active
480 | 2C-WW-02 | WASTE WATER PUMP MOTOR CONTROL |  | Active
481 | 2F-HPF-01 | HP FLUIDIZING FAN 1 |  | Active
482 | 2F-HPF-02 | HP FLUIDIZING FAN 2 |  | Active
483 | 2F-HPF-03 | HP FLUIDIZING FAN 3 |  | Active
484 | 2F-HPF-04 | HP FLUIDIZING FAN 4 |  | Active
485 | 2F-HPF-05 | HP FLUIDIZING FAN 5 |  | Active
486 | 2F-HPF-06 | HP FLUIDIZING FAN 6 |  | Active
487 | 2F-IDF-01 | INDUCED DRAFT FAN 1 |  | Active
488 | 2F-IDF-02 | INDUCED DRAFT FAN 2 |  | Active
489 | 2F-OM-01 | OIL MIST FAN 1 |  | Active
490 | 2F-OM-02 | OIL MIST FAN 2 |  | Active
491 | 2F-PAF-01 | PRIMARY AIR FAN 1 |  | Active
492 | 2F-PAF-02 | PRIMARY AIR FAN 2 |  | Active
493 | 2F-SAF-01 | SECONDARY AIR FAN 1 |  | Active
494 | 2F-SAF-02 | SECONDARY AIR FAN 2 |  | Active
495 | 2G-ACH-01 | ASH CHAIN CONVEYOR GEARBOX 1 |  | Active
496 | 2G-BAD-01 | BOTTOM ASH DISCHARGE GEARBOX 1 |  | Active
497 | 2G-BE-01 | BUCKET ELEVATOR GEARBOX 1 |  | Active
498 | 2G-CCA-01 | COAL CONVEYOR GEARBOX 1A |  | Active
499 | 2G-CCA-02 | COAL CONVEYOR GEARBOX 2A |  | Active
500 | 2G-CCA-03 | COAL CONVEYOR GEARBOX 3A |  | Active
501 | 2G-CCA-04 | COAL CONVEYOR GEARBOX 4A |  | Active
502 | 2G-CCA-05 | COAL CONVEYOR GEARBOX 5A |  | Active
503 | 2G-CCB-01 | COAL CONVEYOR GEARBOX 1B |  | Active
504 | 2G-CCB-02 | COAL CONVEYOR GEARBOX 2B |  | Active
505 | 2G-CCB-03 | COAL CONVEYOR GEARBOX 3B |  | Active
506 | 2G-CCB-04 | COAL COVEYOR GEARBOX 4B |  | Active
507 | 2G-CCB-05 | COAL CONVEYOR GEARBOX 5B |  | Active
508 | 2G-CCO-01 | COAL CLEAN OUT GEARBOX 1 |  | Active
509 | 2G-CCO-02 | COAL CLEAN OUT GEARBOX 2 |  | Active
510 | 2G-CCO-03 | COAL CLEAN OUT GEARBOX 3 |  | Active
511 | 2G-CCR-02 | PRIMARY CRUSHER GEARBOX B | DCH0808 | Active
512 | 2G-CCR-03 | SECONDARY CRUSHER GEARBOX A |  | Active
513 | 2G-CCR-04 | SECONDARY CRUSHER GEARBOX B |  | Active
514 | 2G-CCRA-01 | PRIMARY CRUSHER GEARBOX A | DCH0808 | Active
515 | 2G-CF-01 | COAL FEEDER GEARBOX 1 |  | Active
516 | 2G-CF-02 | COAL FEEDER GEARBOX 2 |  | Active
517 | 2G-CF-03 | COAL FEEDER GEARBOX 3 |  | Active
518 | 2G-CH-01 | CHAIN CONVEYOR GEARBOX A |  | Active
519 | 2G-CH-02 | CHAIN CONVEYOR GEARBOX B |  | Active
520 | 2G-CT-01 | COOLING TOWER GEARBOX 1 | EF 25 K-G132S/8/4 | Active
521 | 2G-CT-02 | COOLING TOWER GEARBOX 2 |  | Active
522 | 2G-CT-03 | COOLING TOWER GEARBOX 3 |  | Active
523 | 2G-CT-04 | COOLING TOWER GEARBOX 4 |  | Active
524 | 2G-CT-05 | COOLING TOWER GEARBOX 5 |  | Active
525 | 2G-CT-06 | COOLING TOWER GEARBOX 6 |  | Active
526 | 2G-FAD-01 | FLY ASH DISCHARGE GEARBOX 1 |  | Active
527 | 2G-FAD-02 | FLY ASH DISCHARGE GEARBOX 2 |  | Active
528 | 2G-FAD-03 | FLY ASH DISCHARGE GEARBOX 3 |  | Active
529 | 2G-RHC-01 | RAMPHOUSE CONVEYOR GEARBOX 1 |  | Active
530 | 2GS-EDG-01 | EMERGENCY DEISEL GENERATOR 1 |  | Active
531 | 2GS-GEN-01 | GENERATOR 1 - 13.8kV |  | Active
532 | 2G-TS-01 | TRAVELLING SCREEN GEARBOX 1 |  | Active
533 | 2G-TS-02 | TRAVELLING SCREEN GEARBOX 2 |  | Active
534 | 2HV- |  |  | Active
535 | 2HV-SWG-01 | GENERATOR 3 13.8kV SWITCHGEAR |  | Active
536 | 2HV-SWG-02 | UNIT AUXILIARY TRANSFORMER 13.8kV SWITCHGEAR |  | Active
537 | 2HV-SWG-03 | PT PANEL 1 13.8KV |  | Active
538 | 2HV-SWG-04 | PT AND ARRESTER PANEL 1 13.8KV |  | Active
539 | 2HV-SWG-05 | MAIN TRANSFORMER 34.5KV |  | Active
540 | 2HV-SWG-06 | START-UP / STANDBY TRANSFORMER 34.5kV SWITCHGEAR |  | Active
541 | 2HV-SWG-07 | START-UP / STANDBY TRANSFORMER 4.16kV SWITCHGEAR |  | Active
542 | 2HV-SWG-08 | PT PANEL 13.8KV |  | Active
543 | 2HV-SWG-09 | PT AND ARRESTER PANEL 13.8KV |  | Active
544 | 2LS-BO-01 | LIGHTING SYSTEM BOILER |  | Active
545 | 2LS-BOP-01 | LIGHTING SYSTEM BALANCE OF PLANT |  | Active
546 | 2LS-CH-01 | LIGHTING SYSTEM COAL HANDLING |  | Active
547 | 2LS-CWT-01 | LIGHTING SYSTEM CHEMICAL WATER TREATMENT |  | Active
548 | 2LS-MPH | LIGHTING SYSTEM MPH |  | Active
549 | 2M |  |  | Active
550 | 2M-AC-01 | AIR COMPRESSOR MOTOR 1 |  | Active
551 | 2M-AC-02 | AIR COMPRESSOR MOTOR 2 |  | Active
552 | 2M-AC-03 | AIR COMPRESSOR MOTOR 3 |  | Active
553 | 2M-AC-AUX | AC AUXILIARY OIL PUMP MOTOR |  | Active
554 | 2M-ACH-01 | ASH CHAIN CONVEYOR MOTOR 1 |  | Active
555 | 2M-ACL-01` | AC LUBRICATION OIL PUMP MOTOR 1 |  | Active
556 | 2M-BAD-01 | BOTTOM ASH DISCHARGE MOTOR 1 |  | Active
557 | 2M-BE-01 | BUCKET ELEVATOR MOTOR 1 |  | Active
558 | 2M-BF-01 | BOILER FEEDWATER PUMP MOTOR 1 |  | Active
559 | 2M-BF-02 | BOILER FEEDWATER PUMP MOTOR 2 |  | Active
560 | 2M-BF-03 | BOILER FEEDWATER PUMP MOTOR 3 |  | Active
561 | 2M-BF-BAS-1A | BAG FILTER BLOWER MOTOR - 1A |  | Active
562 | 2M-BF-BAS-1B | BAG FILTER DISCHARGE FEEDER MOTOR - 1B |  | Active
563 | 2M-BF-CB-2A | BAG FILTER BLOWER MOTOR - 2A |  | Active
564 | 2M-BF-CB-2B | BAG FILTER DISCHARGE FEEDER MOTOR - 2B |  | Active
565 | 2M-BF-FAS-3A | BAG FILTER BLOWER MOTOR - 3A |  | Active
566 | 2M-BF-FAS-3B | BAG FILTER DISCHARGE FEEDER MOTOR - 3B |  | Active
567 | 2M-BF-LS-4A | BAG FILTER BLOWER MOTOR - 4A |  | Active
568 | 2M-BF-LS-4B | BAG FILTER DISCHARGE FEEDER MOTOR - 4B |  | Active
569 | 2M-BF-PCH-5A | BAG FILTER BLOWER MOTOR - 5A |  | Active
570 | 2M-BF-PCH-5B | BAG FILTER DISCHARGE FEEDER MOTOR - 5B |  | Active
571 | 2M-BFPM-04 | BOILER FEED PUMP MOTOR 04 |  | Active
572 | 2M-BFPM-05 | BOILER FEED PUMP MOTOR 05 |  | Active
573 | 2M-BF-SCH-6A | BAG FILTER BLOWER MOTOR - 6A |  | Active
574 | 2M-BF-SCH-6B | BAG FILTER DISCHARGE FEEDER MOTOR - 6B |  | Active
575 | 2M-BF-SCH-7A | BAG FILTER BLOWER MOTOR - 7A |  | Active
576 | 2M-BF-SCH-7B | BAG FILTER DISCHARGE FEEDER MOTOR - 7B |  | Active
577 | 2M-BW-01 | BACKWASH PUMP MOTOR 1 |  | Active
578 | 2M-CCA-01 | BELT CONVEYOR 2 |  | Active
579 | 2M-CCA-02 | BELT CONVEYOR 4 |  | Active
580 | 2M-CCA-03 | CONVEYOR BELT 1A |  | Active
581 | 2M-CCA-04 | CONVEYOR BELT 2A |  | Active
582 | 2M-CCA-05 | SCREW CONVEYOR 3A |  | Active
583 | 2M-CCB-01 | BELT CONVEYOR 1 |  | Active
584 | 2M-CCB-02 | BELT CONVEYOR 3 |  | Active
585 | 2M-CCB-03 | CONVEYOR BELT 1B |  | Active
586 | 2M-CCB-04 | CONVEYOR BELT 2B |  | Active
587 | 2M-CCB-05 | SCREW CONVEYOR 3B |  | Active
588 | 2M-CCCPM-03 | CLOSE CYCLE CIRCULATING PUMP MOTOR 03 |  | Active
589 | 2M-CCCW-01 | CLOSED CYCLE COOLING WATER MOTOR 1 |  | Active
590 | 2M-CCCW-02 | CLOSED CYCLE COOLING WATER MOTOR 2 |  | Active
591 | 2M-CCCW-03 | CLOSED CYCLE COOLING WATER PUMP MOTOR 3 |  | Active
592 | 2M-CCO-01 | COAL CLEAN OUT MOTOR 1 |  | Active
593 | 2M-CCO-02 | COAL CLEAN OUT MOTOR 2 |  | Active
594 | 2M-CCO-03 | COAL CLEAN OUT MOTOR 3 |  | Active
595 | 2M-CCR-01 | PRIMARY CRUSHER MOTOR 1A |  | Active
596 | 2M-CCR-02 | PRIMARY CRUSHER MOTOR 1B |  | Active
597 | 2M-CCR-03 | SECONDARY CRUSHER MOTOR A |  | Active
598 | 2M-CCR-04 | SECONDARY CRUSHER MOTOR B |  | Active
599 | 2M-CCW-01 | CIRCULATING COOLING PUMP MOTOR 1 |  | Active
600 | 2M-CCW-02 | CIRCULATING COOLING PUMP MOTOR 2 |  | Active
601 | 2M-CD-01 | CONTINOUS DOSING MOTOR 1 |  | Active
602 | 2M-CD-02 | CONTINOUS DOSING MOTOR 2 |  | Active
603 | 2M-CD-03 | CONTINOUS DOSING MOTOR 3 |  | Active
604 | 2M-CF-01 | COAL FEEDER MOTOR 1 |  | Active
605 | 2M-CF-02 | COAL FEEDER MOTOR 2 |  | Active
606 | 2M-CF-03 | COAL FEEDER MOTOR 3 |  | Active
607 | 2M-CH-01 | CHAIN CONVEYOR MOTOR 1 |  | Active
608 | 2M-CH-02 | CHAIN CONVEYOR MOTOR 2 |  | Active
609 | 2M-CL-01 | CLARIFIED WATER PUMP MOTOR 1 |  | Active
610 | 2M-CL-02 | CLARIFIED WATER PUMP MOTOR 2 |  | Active
611 | 2M-CN-01 | CLEAN WATER PUMP MOTOR 1 |  | Active
612 | 2M-CN-02 | CLEAN WATER PUMP MOTOR 2 |  | Active
613 | 2M-CO-01 | CONDENSATE PUMP MOTOR 1 |  | Active
614 | 2M-CO-02 | CONDENSATE PUMP MOTOR 2 |  | Active
615 | 2M-CPM-03 | CONDENSATE PUMP MOTOR 03 |  | Active
616 | 2M-CR-01 | CUSHION ROLLER MOTOR |  | Active
617 | 2M-CR-02 | CUSHION ROLLER MOTOR |  | Active
618 | 2M-CR-03 | CUSHION ROLLER MOTOR |  | Active
619 | 2M-CR-04 | CUSHION ROLLER MOTOR |  | Active
620 | 2M-CSC-02 | COAL SILO COVER MOTOR |  | Active
621 | 2M-CSTM-01 | COAL SILO TRACTION MOTOR 01 |  | Active
622 | 2M-CSTM-02 | COAL SILO TRACTION MOTOR 02 |  | Active
623 | 2M-CSTM-03 | COAL SILO TRACTION MOTOR 03 |  | Active
624 | 2M-CSTM-04 | COAL SILO TRACTION MOTOR 04 |  | Active
625 | 2M-CSTM-05 | COAL SILO TRACTION MOTOR 05 |  | Active
626 | 2M-CSTM-06 | COAL SILO TRACTION MOTOR 06 |  | Active
627 | 2M-CSTM-07 | COAL SILO TRACTION MOTOR 07 |  | Active
628 | 2M-CSTM-08 | COAL SILO TRACTION MOTOR 08 |  | Active
629 | 2M-CSTM-09 | COAL SILO TRACTION MOTOR 09 |  | Active
630 | 2M-CSTM-10 | COAL SILO TRACTION MOTOR 10 |  | Active
631 | 2M-CSTM-11 | COAL SILO TRACTION MOTOR 11 |  | Active
632 | 2M-CSTM-12 | COAL SILO TRACTION MOTOR 12 |  | Active
633 | 2M-CSTM-13 | COAL SILO TRACTION MOTOR 13 |  | Active
634 | 2M-CSTM-14 | COAL SILO TRACTION MOTOR 14 |  | Active
635 | 2M-CSTM-15 | COAL SILO TRACTION MOTOR 15 |  | Active
636 | 2M-CSTM-16 | COAL SILO TRACTION MOTOR 16 |  | Active
637 | 2M-CSTM-17 | COAL SILO TRACTION MOTOR 17 |  | Active
638 | 2M-CSTM-18 | COAL SILO TRACTION MOTOR 18 |  | Active
639 | 2M-CSTM-19 | COAL SILO TRACTION MOTOR 19 |  | Active
640 | 2M-CSTM-20 | COAL SILO TRACTION MOTOR 20 |  | Active
641 | 2M-CT-01 | COOLING TOWER BLOWER MOTOR 1 |  | Active
642 | 2M-CT-02 | COOLING TOWER BLOWER MOTOR 2 |  | Active
643 | 2M-CT-03 | COOLING TOWER BLOWER MOTOR 3 |  | Active
644 | 2M-CT-04 | COOLING TOWER BLOWER MOTOR 4 |  | Active
645 | 2M-CT-05 | COOLING TOWER BLOWER MOTOR 5 |  | Active
646 | 2M-CT-06 | COOLING TOWER BLOWER MOTOR 6 |  | Active
647 | 2M-CWLP-01 | COAL WATER LIFT PUMP MOTOR 01 |  | Active
648 | 2M-CWLP-02 | COAL WATER LIFT PUMP MOTOR 02 |  | Active
649 | 2M-DCL-01 | DC LUBRICATION OIL PUMP MOTOR 1 |  | Active
650 | 2M-DCL-02 | DC LUBRICATION OIL PUMP MOTOR 2 |  | Active
651 | 2M-DW-01 | DEMI WATER PUMP MOTOR 1 |  | Active
652 | 2M-DW-02 | DEMI WATER PUMP MOTOR 2 |  | Active
653 | 2M-EFP-01 | EFFLUENT PUMP MOTOR 1 |  | Active
654 | 2M-FAD-01 | FLY ASH DISCHARGE MOTOR 1 |  | Active
655 | 2M-FAD-02 | FLY ASH DISCHARGE MOTOR 2 |  | Active
656 | 2M-FFS-01 | JOCKEY PUMP MOTOR 1 |  | Active
657 | 2M-FFS-02 | JOCKEY PUMP MOTOR 2 |  | Active
658 | 2M-FFS-03 | MOTOR DRIVEN PUMP 1 |  | Active
659 | 2M-FFS-04 | ENGINE DRIVEN PUMP 1 |  | Active
660 | 2M-FT | FLASH TANK, SUBMERSIBLE PUMP |  | Active
661 | 2M-FW-01 | FLUSH WATER PUMP MOTOR 1 |  | Active
662 | 2M-GSC-A | GLAND STEAM COOLER A |  | Active
663 | 2M-GSC-B | GLAND STEAM COOLER B |  | Active
664 | 2M-HPA-01 | HP AUXILIARY OIL PUMP MOTOR 1 |  | Active
665 | 2M-HPF-01 | HP FLUIDIZED FAN MOTOR 1 |  | Active
666 | 2M-HPF-02 | HP FLUIDIZED FAN MOTOR 2 |  | Active
667 | 2M-HPF-03 | HP FLUIDIZED FAN MOTOR 3 |  | Active
668 | 2M-HPF-04 | HP FLUIDIZED FAN MOTOR 4 |  | Active
669 | 2M-HPF-05 | HP FLUIDIZED FAN MOTOR 5 |  | Active
670 | 2M-HPF-06 | HP FLUIDIZED FAN MOTOR 6 |  | Active
671 | 2M-IDF-01 | INDUCED DRAFT FAN MOTOR 1 |  | Active
672 | 2M-IDF-02 | INDUCED DRAFT FAN MOTOR 2 |  | Active
673 | 2M-IW-01 | INTERMEDIATE WATER PUMP MOTOR 1 |  | Active
674 | 2M-IW-02 | INTERMEDIATE WATER PUMP MOTOR 2 |  | Active
675 | 2M-JO-01 | JOCKING OIL PUMP MOTOR 1 |  | Active
676 | 2M-OE-A | OIL EXHAUST MOTOR A |  | Active
677 | 2M-OE-B | OIL EXHAUST MOTOR B |  | Active
678 | 2M-OM-01 | OIL MIST FAN MOTOR 1 |  | Active
679 | 2M-OM-02 | OIL MIST FAN MOTOR 2 |  | Active
680 | 2M-OT-01 | OIL TRANSFER MOTOR |  | Active
681 | 2M-OT-02 | OIL TRANSFER MOTOR 2 |  | Active
682 | 2M-OU-01 | OIL UNLOADING MOTOR 1 |  | Active
683 | 2M-OU-02 | OIL UNLOADING MOTOR 2 |  | Active
684 | 2M-OWLP-01 | OIL WATER LIFT PUMP MOTOR 01 |  | Active
685 | 2M-OWLP-02 | OIL WATER LIFT PUMP MOTOR 02 |  | Active
686 | 2M-PAF-01 | PRIMARY AIR FAN MOTOR 1 |  | Active
687 | 2M-PAF-02 | PRIMARY AIR FAN MOTOR 2 |  | Active
688 | 2M-RB-01 | RUBBER BALL CLEANING MOTOR 1 |  | Active
689 | 2M-RHC-01 | RAMPHOUSE COAL CONVEYOR MOTOR 1 |  | Active
690 | 2M-RO-01 | PRIMARY REVERSE OSMOSIS HIGH PRESSURE PUMP 1 |  | Active
691 | 2M-RO-02 | PRIMARY REVERSE OSMOSIS HIGH PRESSURE PUMP 2 |  | Active
692 | 2M-RO-03 | SECONDARY REVERSE OSMOSIS HIGH PRESSURE PUMP 1 |  | Active
693 | 2M-RO-04 | SECONDARY REVERSE OSMOSIS HIGH PRESSURE PUMP 2 |  | Active
694 | 2M-ROW-01 | RO WATER PUMP MOTOR 1 |  | Active
695 | 2M-RW-01 | RAW WATER PUMP MOTOR 1 |  | Active
696 | 2M-RW-02 | RAW WATER PUMP MOTOR 2 |  | Active
697 | 2M-SAF-01 | SECONDARY AIR FAN MOTOR 1 |  | Active
698 | 2M-SAF-02 | SECONDARY AIR FAN MOTOR 2 |  | Active
699 | 2M-SC-01 | SCRAPER CONVEYOR MOTOR 1 |  | Active
700 | 2M-SCO-01 | SLAG COOLER MOTOR 1 |  | Active
701 | 2M-SCO-02 | SLAG COOLER MOTOR 2 |  | Active
702 | 2M-SD-01 | SHOCK DOSING MOTOR 1 |  | Active
703 | 2M-SW-01 | SERVICE WATER MOTOR 01 |  | Active
704 | 2M-SW-02 | SERVICE WATER MOTOR 2 |  | Active
705 | 2M-SW-03 | SERVICE WATER PUMP MOTOR 3 |  | Active
706 | 2M-SWB-01 | SEAWATER BOOSTER PUMP MOTOR 1 |  | Active
707 | 2M-SWB-02 | SEAWATER BOOSTER PUMP MOTOR 2 |  | Active
708 | 2M-SWC-01 | SEAWATER COOLING PUMP MOTOR 1 |  | Active
709 | 2M-SWC-02 | SEAWATER COOLING PUMP MOTOR 2 |  | Active
710 | 2M-SWC-03 | SEAWATER COOLING PUMP MOTOR 3 |  | Active
711 | 2M-TGD-01 | TURNING GEAR DEVICE MOTOR 1 |  | Active
712 | 2M-TR-01 | TRANSFER OIL PUMP MOTOR 1 |  | Active
713 | 2M-TR-02 | TRANSFER OIL PUMP MOTOR 2 |  | Active
714 | 2M-TR-1A | TEETH ROLLER MOTOR 1A |  | Active
715 | 2M-TR-1B | TEETH ROLLER MOTOR 1B |  | Active
716 | 2M-TR-2A | TEETH ROLLER MOTOR 2A |  | Active
717 | 2M-TR-2B | TEETH ROLLER MOTOR 2B |  | Active
718 | 2M-TR-3A | TEETH ROLLER MOTOR 3A |  | Active
719 | 2M-TR-3B | TEETH ROLLER MOTOR 3B |  | Active
720 | 2M-TR-4A | TEETH ROLLER MOTOR 4A |  | Active
721 | 2M-TR-4B | TEETH ROLLER MOTOR 4B |  | Active
722 | 2M-TR-5A | TEETH ROLLER MOTOR 5A |  | Active
723 | 2M-TR-5B | TEETH ROLLER MOTOR 5B |  | Active
724 | 2M-TR-6A | TEETH ROLLER MOTOR 6A |  | Active
725 | 2M-TR-6B | TEETH ROLLER MOTOR 6B |  | Active
726 | 2M-TS-01 | TRAVELLING SCREEN MOTOR 1 |  | Active
727 | 2M-TS-02 | TRAVELLING SCREEN MOTOR 2 |  | Active
728 | 2M-UO-01 | UNLOADING OIL PUMP MOTOR 1 |  | Active
729 | 2M-UO-02 | UNLOADING OIL PUMP MOTOR 2 |  | Active
730 | 2M-VS-01 | VIBRATING SCREEN MOTOR 1 |  | Active
731 | 2M-VS-02 | VIBRATING SCREEN MOTOR 2 |  | Active
732 | 2MV-SWG-01 | INCOMING LINE AUXILIARY POWER 1 |  | Active
733 | 2MV-SWG-02 | COUPLING 4.16KV |  | Active
734 | 2MV-SWG-03 | LV AUXILIARY OPERATIONAL TRANSFORMER 4.16kV SG |  | Active
735 | 2MV-SWG-04 | COAL HANDLING START-UP/STANDBY TRANS. 4.16kV SG |  | Active
736 | 2MV-SWG-05 | WATER TREATMENT TRANSFORMER 4.16kV STANDBY |  | Active
737 | 2MV-SWG-06 | PT PANEL 1 4.16KV |  | Active
738 | 2MV-SWG-07 | SEAWATER COOLING PUMP 1 |  | Active
739 | 2MV-SWG-08 | START-UP/STANDBY TRANSFORMER 4.16kV |  | Active
740 | 2MV-SWG-09 | ISOLATOR 4.16kV SWITCHGEAR |  | Active
741 | 2MV-SWG-10 | LV AUXILIARY STANDBY TRANSFORMER 4.16kV |  | Active
742 | 2MV-SWG-11 | COAL HANDLING OPERATIONAL TRANSFORMER 4.16kV SW |  | Active
743 | 2MV-SWG-12 | WATER TREATMENT TRANSFORMER 4.16kV OPERATIONAL |  | Active
744 | 2MV-SWG-13 | PT PANEL 2 4.6KV |  | Active
745 | 2MV-SWG-14 | SEAWATER COOLING PUMP 2 |  | Active
746 | 2MV-SWG-15 | UNIT AUXILIARY TRANSFORMER 4.16kV SWITCHGEAR |  | Active
747 | 2M-WP-01 | WASH PUMP MOTOR 1 |  | Active
748 | 2M-WP-02 | WASH PUMP MOTOR 2 |  | Active
749 | 2M-WW-01 | WASTE WATER PUMP MOTOR 1 |  | Active
750 | 2M-WW-02 | WASTE WATER PUMP MOTOR 2 |  | Active
751 | 2P-AC-1 | AIR COMPRESSOR 1 |  | Active
752 | 2P-AC-2 | AIR COMPRESSOR 2 |  | Active
753 | 2P-AC-3 | AIR COMPRESSOR 3 |  | Active
754 | 2P-ALO-01 | AC LUBRICATION OIL PUMP |  | Active
755 | 2P-BE | BUCKET ELEVATOR, SUBMERSIBLE PUMP |  | Active
756 | 2P-BF-01 | BOILER FEEDWATER PUMP 1 | DG39-70X10 | Active
757 | 2P-BF-02 | BOILER FEEDWATER PUMP 2 | DG39-70X10 | Active
758 | 2P-BF-03 | BOILER FEEDWATER PUMP 3 | DG39-70X10 | Active
759 | 2P-BF-S2 | BOILER FEEDWATER PUMP SPARE |  | Active
760 | 2P-BW-01 | BACKWASH WATER PUMP 1 |  | Active
761 | 2P-CCCW-01 | CLOSE-CYCLE COOLING WATER PUMP 1 | KB80-65-160 | Active
762 | 2P-CCCW-02 | CLOSE-CYCLE COOLING WATER PUMP 2 |  | Active
763 | 2P-CCW-01 | CIRCULATING COOLING WATER PUMP 1 | NPS250-370 | Active
764 | 2P-CCW-02 | CIRCULATING COOLING WATER PUMP 2 | NPS250-370 | Active
765 | 2P-CD-01 | CHEMICAL DOSING PUMP |  | Active
766 | 2P-CD-02 | CHEMICAL DOSING PUMP |  | Active
767 | 2P-CD-03 | CHEMICAL DOSING PUMP |  | Active
768 | 2P-CD-04 | CHEMICAL DOSING PUMP |  | Active
769 | 2P-CD-05 | CHEMICAL DOSING PUMP |  | Active
770 | 2P-CD-06 | CHEMICAL DOSING PUMP |  | Active
771 | 2P-CD-07 | CHEMICAL DOSING PUMP |  | Active
772 | 2P-CD-08 | CHEMICAL DOSING PUMP |  | Active
773 | 2P-CD-09 | CHEMICAL DOSING PUMP |  | Active
774 | 2P-CD-10 | CHEMICAL DOSING PUMP |  | Active
775 | 2P-CD-11 | CHEMICAL DOSING PUMP |  | Active
776 | 2P-CD-12 | CHEMICAL DOSING PUMP |  | Active
777 | 2P-CD-13 | CHEMICAL DOSING PUMP |  | Active
778 | 2P-CD-14 | CHEMICAL DOSING PUMP |  | Active
779 | 2P-CD-15 | CHEMICAL DOSING PUMP |  | Active
780 | 2P-CD-16 | CHEMICAL DOSING PUMP |  | Active
781 | 2P-CD-17 | CHEMICAL DOSING PUMP |  | Active
782 | 2P-CD-18 | CHEMICAL DOSING PUMP |  | Active
783 | 2P-CD-19 | CHEMICAL DOSING PUMP |  | Active
784 | 2P-CD-20 | CHEMICAL DOSING PUMP |  | Active
785 | 2P-CDP-01 | CONTINOUS DOSING PUMP 1 |  | Active
786 | 2P-CDP-02 | CONTINOUS DOSING PUMP 2 |  | Active
787 | 2P-CDP-03 | CONTINOUS DOSING PUMP 3 |  | Active
788 | 2P-CN-01 | CLEAN WATER PUMP 1 |  | Active
789 | 2P-CN-02 | CLEAN WATER PUMP 2 |  | Active
790 | 2P-CO-01 | CONDENSATE PUMP 1 | TDS70-3 | Active
791 | 2P-CO-02 | CONDENSATE PUMP 2 | TDS70-3 | Active
792 | 2P-CR-01 | CLARIFIED WATER PUMP 1 |  | Active
793 | 2P-CR-02 | CLARIFIED WATER PUMP 2 |  | Active
794 | 2P-DCO-01 | DC LUBRICATION OIL PUMP 1 |  | Active
795 | 2P-DCO-02 | DC LUBRICATION OIL PUMP 2 |  | Active
796 | 2P-DP-01 | DRAIN PUMP 1 |  | Active
797 | 2P-DP-02 | DRAIN PUMP 2 |  | Active
798 | 2P-DT | DRAIN TANK, SUBMERSIBLE PUMP |  | Active
799 | 2P-DW-01 | DEMI WATER PUMP 1 |  | Active
800 | 2P-DW-02 | DEMI WATER PUMP 2 |  | Active
801 | 2P-ESPT-01 | ESP TRANSFORMER 1 |  | Active
802 | 2P-ESPT-02 | ESP TRANSFORMER 2 |  | Active
803 | 2P-ESPT-03 | ESP TRANSFORMER 3 |  | Active
804 | 2P-ESPT-04 | ESP TRANSFORMER 4 |  | Active
805 | 2P-ESPT-05 | ESP TRANSFORMER 5 |  | Active
806 | 2P-ESPT-06 | ESP TRANSFORMER 6 |  | Active
807 | 2P-ESPT-07 | ESP TRANSFORMER 7 |  | Active
808 | 2P-ESPT-08 | ESP TRANSFORMER 8 |  | Active
809 | 2P-FFS-01 | FIRE FIGTHING SYTEM PUMP |  | Active
810 | 2P-FFS-02 | FIRE FIGTHING SYSTEM PUMP |  | Active
811 | 2P-FFS-03 | FIRE FIGTHING SYSTEM PUMP MOTOR |  | Active
812 | 2P-FW-01 | FLUSH WATER PUMP 1 |  | Active
813 | 2P-HPO-01 | HIGH PRESSURE AUXILIARY OIL PUMP |  | Active
814 | 2P-IW-01 | INTERMEDIATE WATER PUMP 1 |  | Active
815 | 2P-IW-02 | INTERMEDIATE WATER PUMP 2 |  | Active
816 | 2P-JO-01 | JACKING OIL PUMP |  | Active
817 | 2P-RB-01 | RUBBER BALL CLEANING PUMP | CB350-II / | Active
818 | 2P-RO-01 | PRIMARY REVERSE OSMOSIS PUMP 1 |  | Active
819 | 2P-RO-02 | PRIMARY REVERSE OSMOSIS PUMP 2 |  | Active
820 | 2P-RO-03 | SECONDARY REVERSE OSMOSIS PUMP 1 |  | Active
821 | 2P-RO-04 | SECONDARY REVERSE OSMOSIS PUMP 2 |  | Active
822 | 2P-ROW-01 | RO WATER PUMP 1 |  | Active
823 | 2P-RW-01 | RAW WATER PUMP 1 |  | Active
824 | 2P-RW-02 | RAW WATER PUMP 2 |  | Active
825 | 2P-SD-01 | SHOCK DOSING PUMP 1 |  | Active
826 | 2P-SIC | SEAWATER INTAKE CHANNEL, SUBMERSIBLE PUMP |  | Active
827 | 2P-SUB-01 | SUBMERSIBLE PUMP 1 |  | Active
828 | 2P-SUB-02 | SUBMERSIBLE PUMP 2 |  | Active
829 | 2P-SUB-03 | SUBMERSIBLE PUMP 3 |  | Active
830 | 2P-SUB-04 | SUBMERSIBLE PUMP 4 |  | Active
831 | 2P-SUB-05 | SUBMERSIBLE PUMP 5 |  | Active
832 | 2P-SUB-06 | SUBMERSIBLE PUMP 6 |  | Active
833 | 2P-SUB-07 | SUBMERSIBLE PUMP 7 |  | Active
834 | 2P-SUB-08 | SUBMERSIBLE PUMP 8 |  | Active
835 | 2P-SUB-09 | SUBMERSIBLE PUMP 9 |  | Active
836 | 2P-SUB-10 | SUBMERSIBLE PUMP 10 |  | Active
837 | 2P-SUB-11 | SUBMERSIBLE PUMP 11 |  | Active
838 | 2P-SUB-12 | SUBMERSIBLE PUMP 12 |  | Active
839 | 2P-SW-01 | SEA WATER PUMP 1 |  | Active
840 | 2P-SW-02 | SEA WATER PUMP 2 |  | Active
841 | 2P-SWB-01 | SEAWATER BOOSTER PUMP 1 |  | Active
842 | 2P-SWB-02 | SEAWATER BOOSTER PUMP 2 |  | Active
843 | 2P-SWIC |  |  | Active
844 | 2PT-01 | MAIN TRANSFORMER 1 |  | Active
845 | 2PT-02 | START-UP / STANDBY TRANSFORMER 1 |  | Active
846 | 2PT-03 | HV UNIT AUXILIARY TRANSFORMER 1 |  | Active
847 | 2PT-04 | LV AUXILIARY TRANSFORMER 1 |  | Active
848 | 2PT-05 | LV AUXILIARY TRANSFORMER 2 |  | Active
849 | 2PT-06 | COAL HANDLING TRANSFORMER 1 |  | Active
850 | 2PT-07 | COAL HANDLING TRANSFORMER 2 |  | Active
851 | 2PT-08 | WATER TREATMENT TRANSFORMER 1 |  | Active
852 | 2PT-09 | WATER TREATMENT TRANSFORMER 2 |  | Active
853 | 2PT-10 | LIGHTING TRANSFORMER |  | Active
854 | 2PT-11 | CONTROL TRANSFORMER |  | Active
855 | 2P-TR-01 | TEETH ROLLER |  | Active
856 | 2P-TRO-01 | TRANSFER OIL PUMP 1 | DY2.5-61X6 | Active
857 | 2P-TRO-02 | TRANSFER OIL PUMP 2 | DY2.5-61X6 | Active
858 | 2P-UO-01 | UNLOADING PUMP 1 | IY50-32-160 | Active
859 | 2P-UO-02 | UNLOADING OIL PUMP 2 | IY50-32-160 | Active
860 | 2P-WP-01 | WASH PUMP 1 | KB100-80-160 | Active
861 | 2P-WP-02 | WASH PUMP 2 | KB100-80-160 | Active
862 | 2P-WW-01 | WASTE WATER PUMP 1 |  | Active
863 | 2P-WW-02 | WASTE WATER PUMP 2 |  | Active
864 | 2R-OTS-01 | OPERATOR TRAINING SIMULATOR |  | Active
865 | 2S-SV-01 | SECONDARY 2A VIBRATING SCREEN |  | Active
866 | 2S-SV-02 | SECONDARY 2B VIBRATING SCREEN |  | Active
867 | 2T-TR-01 | TEETH ROLLER |  | Active
868 | 2T-TURB-01 | TURBINE 1 | NK40/56/25 | Active
869 | 3A-WTS-01 | WATER TREATMENT SYSTEM |  | Active
870 | 3C-AC-01 | AIR COMPRESSOR CONTROL 1 |  | Active
871 | 3C-AC-02 | AIR COMPRESSOR CONTROL 2 |  | Active
872 | 3C-AC-03 | AIR COMPRESSOR CONTROL 3 |  | Active
873 | 3C-BM-01 | FUEL BOOSTER MODULE CONTROL PANEL |  | Active
874 | 3C-EA-01 | MIRRLEES ENGINE AUXILIARIES CONTROL 1 |  | Active
875 | 3C-EA-02 | MIRRLEES ENGINE AUXILIARIES CONTROL 2 |  | Active
876 | 3C-EA-03 | WARTSILA ENGINE AUXILIARIES CONTROL 1 |  | Active
877 | 3C-ELP-01 | MIRRLEES ENGINE LOCAL PANEL 1 |  | Active
878 | 3C-ELP-02 | MIRRLEES ENGINE LOCAL PANEL 2 |  | Active
879 | 3C-ELP-03 | WARTSILA ENGINE LOCAL PANEL 1 |  | Active
880 | 3C-FTP-01 | FUEL TRANSFER PUMP CONTROL PANEL |  | Active
881 | 3C-FTP-02 | FUEL TANSFER PUMP CONTROL PANEL |  | Active
882 | 3C-HOS-01 | HFO SEPARATOR CONTROL 1 |  | Active
883 | 3C-HOS-02 | HFO SEPARATOR CONTROL 2 |  | Active
884 | 3C-HOS-03 | HFO SEPARATOR CONTROL 3 |  | Active
885 | 3C-HOS-04 | HFO SEPARATOR CONTROL 4 |  | Active
886 | 3C-LOS-01 | LUBE-OIL SEPARATOR CONTROL 1 |  | Active
887 | 3C-LOS-02 | LUBE-OIL SEPARATOR CONTROL 2 |  | Active
888 | 3C-LOS-03 | LUBE-OIL SEPARATOR CONTROL 3 |  | Active
889 | 3C-OWS-01 | OIL WATER SEPARATOR CONTROL 1 |  | Active
890 | 3C-OWS-02 | OIL WATER SEPARATOR CONTROL 2 |  | Active
891 | 3CS-CT-01 | COOLING TOWER |  | Active
892 | 3CS-JW-01 | JACKET WATER COOLING SYSTEM 1 |  | Active
893 | 3CS-JW-02 | JACKET WATER COOLING SYSTEM 2 |  | Active
894 | 3CS-VW-01 | VALVE CAGE WATER COOLING SYSTEM 1 |  | Active
895 | 3CS-VW-02 | VALVE CAGE WATER COOLING SYSTEM 2 |  | Active
896 | 3C-WTS-01 | WATER TREATMENT SYSTEM CONTROL 1 |  | Active
897 | 3C-WTS-02 | WATER TREATMENT SYSTEM CONTROL 2 |  | Active
898 | 3E-MB-01 | MIRRLEES BLACKSTONE ENGINE 1 | K8-400 MKIII | Active
899 | 3E-MB-02 | MIRRLEES BLACKSTONE ENGINE 2 | K8-400 MKIII | Active
900 | 3E-W-04 | WARTSILA ENGINE 4 | 16V32E | Active
901 | 3FS-BFS-01 | BUSRAIL FUEL SYSTEM 1 |  | Active
902 | 3FS-BFS-02 | BUSRAIL FUEL SYSTEM 2 |  | Active
903 | 3FS-BM-01 | FUEL BOOSTER MODULE |  | Active
904 | 3FS-BM-02 | FUEL BOOSTER MODULE |  | Active
905 | 3F-VEN-01 | FAN, VENTILATION 1 | VM 125-9-6 | Active
906 | 3F-VEN-02 | FAN, VENTILATION 2 | VM 125-9-6 | Active
907 | 3F-VEN-03 | FAN, VENTILATION 3 | VM 125-9-6 | Active
908 | 3F-VEN-04 | FAN, VENTILATION 4 | VM 125-9-6 | Active
909 | 3F-VEN-05 | FAN, VENTILATION 5 | VM 125-9-6 | Active
910 | 3F-VEN-06 | FAN, VENTILATION 6 | VM 125-9-6 | Active
911 | 3GS-EDG-01 | EMERGENCY DIESEL GENSET 1 | DCA-90 SPH | Active
912 | 3GS-EDG-02 | EMERGENCY DIESEL GENSET 2 | NHC 250 | Active
913 | 3GS-GEN-01 | BRUSH GENERATOR 1 |  | Active
914 | 3GS-GEN-02 | BRUSH GENERATOR 2 |  | Active
915 | 3GS-GEN-03 | LEROY SOMER GENERATOR 1 |  | Active
916 | 3HV-SWG-01 | FEEDER 5 WARTSILA VCB |  | Active
917 | 3HV-SWG-02 | FEEDER 1 SPARE VCB |  | Active
918 | 3HV-SWG-03 | FEEDER 2 MIRRLEES 1 AND 2 VCB |  | Active
919 | 3HV-SWG-04 | FEEDER 3 MS4 VCB |  | Active
920 | 3HV-SWG-05 | FEEDER 4 CTPP VCB |  | Active
921 | 3HV-SWG-06 | POTENTIAL TRANSFORMER |  | Active
922 | 3M-AC-01 | AIR COMPRESSOR MOTOR 1 |  | Active
923 | 3M-AC-02 | AIR COMPRESSOR MOTOR 2 |  | Active
924 | 3M-AC-03 | AIR COMPRESSOR MOTOR 3 |  | Active
925 | 3M-AC-04 | AIR COMPRESSOR MOTOR 4 |  | Active
926 | 3M-AC-05 | AIR COMPRESSOR MOTOR 5 |  | Active
927 | 3M-AC-06 | AIR COMPRESSOR MOTOR 6 |  | Active
928 | 3M-AC-07 | AIR COMPRESSOR MOTOR 7 |  | Active
929 | 3M-BFS-01 | BUSRAIL FUEL MOTOR 1 |  | Active
930 | 3M-BFS-02 | BUSRAIL FUEL MOTOR 2 |  | Active
931 | 3M-BFS-03 | BUSRAIL FUEL MOTOR 3 |  | Active
932 | 3M-BFS-04 | BUSRAIL FUEL MOTOR 4 |  | Active
933 | 3M-BFS-05 | BUSRAIL FUEL MOTOR 5 |  | Active
934 | 3M-BG-01 | BARRING GEAR MOTOR 1 |  | Active
935 | 3M-BG-02 | BARRING GEAR MOTOR 2 |  | Active
936 | 3M-BG-03 | BARRING GEAR MOTOR 3 |  | Active
937 | 3M-BM-01 | BOOSTER PUMP MOTOR 1 |  | Active
938 | 3M-BM-02 | BOOSTER PUMP MOTOR 2 |  | Active
939 | 3M-BM-03 | FEEDER PUMP MOTOR 1 |  | Active
940 | 3M-BM-04 | FEEDER PUMP MOTOR 2 |  | Active
941 | 3M-BM-05 | VISCOSIMETER MOTOR 1 |  | Active
942 | 3M-BM-06 | VISCOSIMETER MOTOR 2 |  | Active
943 | 3M-CT-01 | COOLING TOWER MOTOR 1 |  | Active
944 | 3M-CT-02 | COOLING TOWER MOTOR 2 |  | Active
945 | 3M-CT-03 | COOLING TOWER MOTOR 3 |  | Active
946 | 3M-ERF-01 | EXTRACTOR FAN MOTOR 1 |  | Active
947 | 3M-ERF-02 | EXTRACTOR FAN MOTOR 2 |  | Active
948 | 3M-ETF-01 | EXHAUST FAN MOTOR 1 |  | Active
949 | 3M-ETF-02 | EXHAUST FAN MOTOR 2 |  | Active
950 | 3M-ETF-03 | EXHAUST FAN MOTOR 3 |  | Active
951 | 3M-ETF-04 | EXHAUST FAN MOTOR 4 |  | Active
952 | 3M-ETF-05 | EXHAUST FAN MOTOR 5 |  | Active
953 | 3M-ETF-06 | EXHAUST FAN MOTOR 6 |  | Active
954 | 3M-ETF-07 | EXHAUST FAN MOTOR 7 |  | Active
955 | 3M-FTP-01 | FUEL TRANSFER PUMP MOTOR 1 |  | Active
956 | 3M-FTP-02 | FUEL TRANSFER PUMP MOTOR 2 |  | Active
957 | 3M-FTP-03 | FUEL TRANSFER PUMP MOTOR 3 |  | Active
958 | 3M-FTP-04 | FUEL TRANSFER PUMP MOTOR 4 |  | Active
959 | 3M-FTP-05 | FUEL TRANSFER PUMP MOTOR 5 |  | Active
960 | 3M-FTP-06 | FUEL TRANSFER PUMP MOTOR 6 |  | Active
961 | 3M-HOS-01 | HFO SEPARATOR MOTOR 1 |  | Active
962 | 3M-HOS-02 | HFO SEPARATOR MOTOR 2 |  | Active
963 | 3M-HOS-03 | HFO SEPARATOR MOTOR 3 |  | Active
964 | 3M-HOS-04 | HFO SEPARATOR MOTOR 4 |  | Active
965 | 3M-HOS-05 | HFO SEPARATOR MOTOR 5 |  | Active
966 | 3M-HOS-06 | HFO SEPARATOR MOTOR 6 |  | Active
967 | 3M-HOS-07 | HFO SEPARATOR MOTOR 7 |  | Active
968 | 3M-HOS-08 | HFO SEPARATOR MOTOR 8 |  | Active
969 | 3M-HOS-09 | HFO SEPARATOR MOTOR 9 |  | Active
970 | 3M-IF-01 | INDUSTRIAL FAN MOTOR |  | Active
971 | 3M-IF-02 | INDUSTRIAL FAN MOTOR |  | Active
972 | 3M-JM-01 | JOCKEY WATER PUMP MOTOR 1 |  | Active
973 | 3M-JW-01 | JACKET WATER MOTOR 1 |  | Active
974 | 3M-JW-02 | JACKET WATER MOTOR 2 |  | Active
975 | 3M-JW-03 | JACKET WATER MOTOR 3 |  | Active
976 | 3M-LOPP-01 | LUBE-OIL PRIMING PUMP MOTOR 1 |  | Active
977 | 3M-LOPP-02 | LUBE-OIL PRIMING PUMP MOTOR 2 |  | Active
978 | 3M-LOPP3 | LUBE-OIL PRIMING PUMP MOTOR 3 |  | Active
979 | 3M-LOS-01 | LUBE-OIL SEPARATOR MOTOR 1 |  | Active
980 | 3M-LOS-02 | LUBE-OIL SEPARATOR MOTOR 2 |  | Active
981 | 3M-LOS-03 | LUBE-OIL SEPARATOR MOTOR 3 |  | Active
982 | 3M-LOS-04 | LUBE-OIL SEPARATOR MOTOR 4 |  | Active
983 | 3M-LOS-05 | LUBE-OIL SEPARATOR MOTOR 5 |  | Active
984 | 3M-LOS-06 | LUBE-OIL SEPARATOR MOTOR 6 |  | Active
985 | 3M-LOS-07 | LUBE OIL SEPARATOR FEED PUMP MOTOR |  | Active
986 | 3M-LOS-08 | LUBE OIL SEPARATOR FEED PUMP MOTOR |  | Active
987 | 3M-LOS-09 | LUBE OIL SEPARATOR FEED PUMP MOTOR |  | Active
988 | 3M-MP-01 | MAINTENANCE PUMP MOTOR 1 |  | Active
989 | 3M-OWS-01 | OIL WATER SEPARATOR MOTOR 1 TEST |  | Active
990 | 3M-OWS-02 | OIL WATER SEPARATOR MOTOR 2 |  | Active
991 | 3M-RAD-01 | RADIATOR FAN MOTOR 1 |  | Active
992 | 3M-RAD-02 | RADIATOR FAN MOTOR 2 |  | Active
993 | 3M-RAD-03 | RADIATOR FAN MOTOR 3 |  | Active
994 | 3M-RAD-04 | RADIATOR FAN MOTOR 4 |  | Active
995 | 3M-RAD-05 | RADIATOR FAN MOTOR 5 |  | Active
996 | 3M-RAD-06 | RADIATOR FAN MOTOR 6 |  | Active
997 | 3M-RAD-07 | RADIATOR FAN MOTOR 7 |  | Active
998 | 3M-RAD-08 | RADIATOR FAN MOTOR 8 |  | Active
999 | 3M-RAD-09 | RADIATOR FAN MOTOR 9 |  | Active
1000 | 3M-RAD-10 | RADIATOR FAN MOTOR 10 |  | Active
1001 | 3M-RAD-11 | RADIATOR FAN MOTOR 11 |  | Active
1002 | 3M-RAD-12 | RADIATOR FAN MOTOR 12 |  | Active
1003 | 3M-RAD-13 | RADIATOR FAN MOTOR 13 |  | Active
1004 | 3M-RAD-14 | RADIATOR FAN MOTOR 14 |  | Active
1005 | 3M-RAD-15 | RADIATOR FAN MOTOR 15 |  | Active
1006 | 3M-RAD-16 | RADIATOR FAN MOTOR 16 |  | Active
1007 | 3M-RAD-17 | RADIATOR FAN MOTOR 17 |  | Active
1008 | 3M-RAD-18 | RADIATOR FAN MOTOR 18 |  | Active
1009 | 3M-RAD-19 | RADIATOR FAN MOTOR 19 |  | Active
1010 | 3M-RAD-20 | RADIATOR FAN MOTOR 20 |  | Active
1011 | 3M-RAD-21 | RADIATOR FAN MOTOR 21 |  | Active
1012 | 3M-RAD-22 | RADIATOR FAN MOTOR 22 |  | Active
1013 | 3M-RAD-23 | RADIATOR FAN MOTOR 23 |  | Active
1014 | 3M-RAD-24 | RADIATOR FAN MOTOR 24 |  | Active
1015 | 3M-RAD-25 | RADIATOR FAN MOTOR 25 |  | Active
1016 | 3M-RAD-26 | RADIATOR FAN MOTOR 26 |  | Active
1017 | 3M-RAD-27 | RADIATOR FAN MOTOR 27 |  | Active
1018 | 3M-RAD-28 | RADIATOR FAN MOTOR 28 |  | Active
1019 | 3M-RAD-29 | RADIATOR FAN MOTOR 29 |  | Active
1020 | 3M-RAD-30 | RADIATOR FAN MOTOR 30 |  | Active
1021 | 3M-RAD-31 | RADIATOR FAN MOTOR 31 |  | Active
1022 | 3M-RAD-32 | RADIATOR FAN MOTOR 32 |  | Active
1023 | 3M-RAD-33 | RADIATOR FAN MOTOR 33 |  | Active
1024 | 3M-RAD-34 | RADIATOR FAN MOTOR 34 |  | Active
1025 | 3M-RAD-35 | RADIATOR FAN MOTOR 35 |  | Active
1026 | 3M-RAD-36 | RADIATOR FAN MOTOR 36 |  | Active
1027 | 3M-RAD-37 | RADIATOR FAN MOTOR 37 |  | Active
1028 | 3M-ST-01 | SPILL TANK MOTOR 1 |  | Active
1029 | 3M-ST-02 | SPILL TANK MOTOR 2 |  | Active
1030 | 3M-SW-01 | SECONDARY MOTOR 1 |  | Active
1031 | 3M-SW-02 | SECONDARY MOTOR 2 |  | Active
1032 | 3M-TFA-01 | TANK FARM AREA MOTOR 1 |  | Active
1033 | 3M-TFA-02 | TANK FARM AREA MOTOR 2 |  | Active
1034 | 3M-TFA-03 | TANK FARM AREA MOTOR 3 |  | Active
1035 | 3M-TFA-04 | TANK FARM AREA MOTOR 4 |  | Active
1036 | 3MV-SWG-01 | AUXILIARY TRANSFORMER VCB 1 |  | Active
1037 | 3MV-SWG-02 | MIRRLEES GENERATOR VCB 1 |  | Active
1038 | 3MV-SWG-03 | MIRRLEES GENERATOR VCB 2 |  | Active
1039 | 3MV-SWG-04 | POWER TRANSFORMER VCB 1 |  | Active
1040 | 3MV-SWG-05 | GROUNDING TRANSFORMER |  | Active
1041 | 3MV-SWG-06 | MIRRLEES GENERATOR NGR 1 |  | Active
1042 | 3MV-SWG-07 | MIRRLEES GENERATOR VCS 1 |  | Active
1043 | 3MV-SWG-08 | MIRRLEES GENERATOR VCS 2 |  | Active
1044 | 3MV-SWG-09 | MIRRLEES GENERATOR NGR 2 |  | Active
1045 | 3MV-SWG-10 | SPARE OCB |  | Active
1046 | 3MV-SWG-11 | POWER TRANSFORMER OCB 1 |  | Active
1047 | 3MV-SWG-12 | WARTSILA GENERATOR OCB |  | Active
1048 | 3MV-SWG-13 | AUXILIARY TRANSFORMER OCB 1 |  | Active
1049 | 3M-VW-01 | VALVE CAGE MOTOR 1 |  | Active
1050 | 3M-VW-02 | VALVE CAGE MOTOR 2 |  | Active
1051 | 3M-VW-03 | VALVE CAGE MOTOR 3 |  | Active
1052 | 3M-WTS-01 | WATER TREATMENT SYSTEM MOTOR 1 |  | Active
1053 | 3M-WTS-02 | WATER TREATMENT SYSTEM MOTOR 2 |  | Active
1054 | 3M-WTS-03 | WATER TREATMENT SYSTEM MOTOR 3 |  | Active
1055 | 3M-WTS-04 | WATER TREATMENT SYSTEM MOTOR 4 |  | Active
1056 | 3P-BFS-01 | BUSRAIL FUEL PUMP 1 |  | Active
1057 | 3P-BFS-02 | BUSRAIL FUEL PUMP 2 |  | Active
1058 | 3P-BFS-03 | BUSRAIL FUEL PUMP 3 |  | Active
1059 | 3P-BFS-04 | BUSRAIL FUEL PUMP 4 |  | Active
1060 | 3P-BFS-05 | BUSRAIL FUEL PUMP 5 |  | Active
1061 | 3P-BM-01 | BOOSTER PUMP 1 |  | Active
1062 | 3P-BM-02 | BOOSTER PUMP 2 |  | Active
1063 | 3P-BM-03 | FEEDER PUMP 1 |  | Active
1064 | 3P-BM-04 | FEEDER PUMP 2 |  | Active
1065 | 3P-BM-05 | VISCOSIMETER PUMP 1 |  | Active
1066 | 3P-BM-06 | VISCOSIMETER PUMP 2 |  | Active
1067 | 3P-FTP-01 | FUEL TRANSFER PUMP 1 |  | Active
1068 | 3P-FTP-02 | FUEL TRANSFER PUMP 2 |  | Active
1069 | 3P-FTP-03 | FUEL TRANSFER PUMP 3 |  | Active
1070 | 3P-FTP-04 | FUEL TRANSFER PUMP 4 |  | Active
1071 | 3P-FTP-05 | FUEL TRANSFER PUMP 5 |  | Active
1072 | 3P-FTP-06 | FUEL TRANSFER PUMP 6 |  | Active
1073 | 3P-HOS-01 | HFO SEPARATOR CIRCULATING MOTOR 1 |  | Active
1074 | 3P-HOS-02 | HFO SEPARATOR CIRCULATING MOTOR 2 |  | Active
1075 | 3P-JM-01 | JOCKEY WATER PUMP MOTOR 1 |  | Active
1076 | 3P-JW-01 | JACKET WATER MOTOR PUMP 1 |  | Active
1077 | 3P-JW-02 | JACKET WATER MOTOR PUMP 2 |  | Active
1078 | 3P-JW-03 | JACKET WATER MOTOR PUMP 3 |  | Active
1079 | 3P-LOPP-01 | LUBE-OIL PRIMING PUMP 1 |  | Active
1080 | 3P-LOPP-02 | LUBE-OIL PRIMING PUMP 2 |  | Active
1081 | 3P-LOPP3 | LUBE-OIL PRIMING PUMP 3 |  | Active
1082 | 3P-LOS-01 | LUBE-OIL SEPARATOR SLUDGE PUMP 1 |  | Active
1083 | 3P-LOS-02 | LUBE-OIL SEPARATOR SLUDGE PUMP 2 |  | Active
1084 | 3P-LOS-07 | LUBE OIL SEPARATOR FEED PUMP 7 |  | Active
1085 | 3P-LOS-08 | LUBE OIL SEPARATOR FEED PUMP 8 |  | Active
1086 | 3P-LOS-09 | LUBE OIL SEPARATOR FEED PUMP 9 |  | Active
1087 | 3P-MT-01 | MAINTENANCE PUMP 1 |  | Active
1088 | 3P-OWS-01 | OIL WATER SEPARATOR PUMP 1 |  | Active
1089 | 3P-OWS-02 | OIL WATER SEPARATOR PUMP 2 |  | Active
1090 | 3P-ST-01 | SPILL TANK PUMP 1 |  | Active
1091 | 3P-ST-02 | SPILL TANK PUMP 2 |  | Active
1092 | 3P-SW-01 | SECONDARY MOTOR PUMP 1 |  | Active
1093 | 3P-SW-02 | SECONDARY MOTOR PUMP 2 |  | Active
1094 | 3P-TFA-01 | TANK FARM AREA PUMP 1 |  | Active
1095 | 3P-TFA-02 | TANK FARM AREA PUMP 2 |  | Active
1096 | 3P-TFA-03 | TANK FARM AREA PUMP 3 |  | Active
1097 | 3P-TFA-04 | TANK FARM AREA PUMP 4 |  | Active
1098 | 3P-VW-01 | VALVE CAGE MOTOR PUMP 1 |  | Active
1099 | 3P-VW-02 | VALVE CAGE MOTOR PUMP 2 |  | Active
1100 | 3P-VW-03 | VALVE CAGE MOTOR PUMP 3 |  | Active
1101 | 3P-WTS-01 | WATER TREATMENT SYSTEM MOTOR PUMP 1 |  | Active
1102 | 3P-WTS-02 | WATER TREATMENT SYSTEM MOTOR PUMP 2 |  | Active
1103 | 3P-WTS-03 | WATER TREATMENT SYSTEM MOTOR PUMP 3 |  | Active
1104 | 3S-HOS-01 | HFO SEPARATOR 1 |  | Active
1105 | 3S-HOS-02 | HFO SEPARATOR 2 |  | Active
1106 | 3S-HOS-03 | HFO SEPARATOR 3 |  | Active
1107 | 3S-LOS-01 | LUBE-OIL SEPARATOR 1 |  | Active
1108 | 3S-LOS-02 | LUBE-OIL SEPARATOR 2 |  | Active
1109 | 3S-LOS-03 | LUBE-OIL SEPARATOR 3 |  | Active
1110 | 3S-LOS-04 | LUBE-OIL SEPARATOR 4 |  | Active
1111 | 3S-LOS-05 | LUBE-OIL SEPARATOR 5 | LOPX 707SFD-34 | Active
1112 | 3S-LOS-06 | LUBE-OIL SEPARATOR 6 | LOPX 707SFD-34 | Active
1113 | 3T-SA-01 | TANK, STARTING AIR |  | Active
1114 | AC-01 | ATLAS COPCO COMPRESSOR | XRVS | Active
1115 | AC-04 | DOOSAN AIR COMPRESSOR |  | Active
1116 | AC-05 | ATLAS COPCO AIR COMPRESSOR | XRVS ATLAS COPCO | Active
1117 | AC-06 | SULLAIR 780 CFM | 780 CFM | Active
1118 | AC-118 | AIR COMPRESSOR |  | Active
1119 | AC-119 | AIR COMPRESSOR | ATLAS COPCO | Active
1120 | AC-16 | SULLAIR COMPRESSOR |  | Active
1121 | AC-214 | INGERSOLL RAND COMPRESSOR |  | Active
1122 | ACEP-01 | ACETYLENE PLANT | MODEL: RY - 40 | Active
1123 | ACOM-01 | COMPRESSOR- ACETYLENE | Z2-0.67/25 | Active
1124 | ADT-001 | ARTICULATED DT | HM400 | Active
1125 | ADT-002 | ARTICULATED DT |  | Active
1126 | ADT-003 | ARTICULATED DT |  | Active
1127 | ADT-004 | ARTICULATED DT |  | Active
1128 | AF-BL1 | APRON FEEDER AT BARGELOADER | N/I | Active
1129 | AFC-01 | AIR FILTER CLEANER |  | Active
1130 | AFC-02 | AIR FILTER CLEANER |  | Active
1131 | AFC-03 | AIR FILTER CLEANER |  | Active
1132 | AFC-04 | AIR FILTER CLEANER |  | Active
1133 | AFC-05 | AIR FILTER CLEANER | SDC-6 | Active
1134 | AFC-06 | AIR FILTER CLEANER | SDC-6 | Active
1135 | AF-CWP | APRON FEEDER AT COAL SILO | N/I | Active
1136 | AF-SH3 | APRON FEEDER AT SHIPLOADER 3 EASTDIKE | TYPE: AF18X13.36/D6 "KRUPP" | Active
1137 | AF-TC1 | APRON FEEDER AT PUNTOD AREA | L=9.89M W/D7 UNDER CAR. "ISP" | Active
1138 | AGEN-01 | GENARATOR- ACETYLENE | CYDS-80 | Active
1139 | ALLIGHT TOWER-01 | ALLIGHT TOWER | MS9K-10AL/TOWER | Active
1140 | ALLIGHT TOWER-02 | ALLIGHT TOWER |  | Active
1141 | ALLIGHT TOWER-03 | ALLIGHT TOWER |  | Active
1142 | ALLIGHT TOWER-04 | ALLIGHT TOWER |  | Active
1143 | ALLIGHT TOWER-05 | ALLIGHT TOWER |  | Active
1144 | ALLIGHT TOWER-06 | ALLIGHT TOWER |  | Active
1145 | ALLIGHT TOWER-07 | ALLIGHT TOWER |  | Active
1146 | ALLIGHT TOWER-08 | ALLIGHT TOWER |  | Active
1147 | ALLIGHT TOWER-09 | ALLIGHT TOWER |  | Active
1148 | AMB-01 | AMBULANCE |  | Active
1149 | AMB-02 | AMBULANCE |  | Active
1150 | AMB-03 | AMBULANCE |  | Active
1151 | AMBULANCE 01 | SV-AMBULANCE | CANTER 4WD | Active
1152 | AMIDA-0010 | GENSET |  | Active
1153 | AMIDA-0011 | GENSET |  | Active
1154 | AMIDA-0012 | GENSET |  | Active
1155 | AMIDA-0013 | GENSET |  | Active
1156 | AWM 216 | WELDING MACHINE |  | Active
1157 | AWM-216 | WELDING MACHINE |  | Active
1158 | AWT-01 | ARTIC WATER TRUCK |  | Active | 441 | 110 | 210
1159 | AWT-02 | ARTICULATED WATER TRUCK |  | Active | 441 | 110 | 210
1160 | AWT-03 | ARTICULATED WATER TRUCK | HM400-3R | Active | 441 | 110 | 210
1161 | BC-01 | BULK CARRIER -01 |  | Active
1162 | BC-02 | BULK CARRIER -02 |  | Active
1163 | BC-03 | BULK CARRIER -03 |  | Active
1164 | BELT CUT- OFF |  |  | Active
1165 | BELT UNSUSUAL SOUND |  |  | Active
1166 | BFC-01 | CWP BELT FEEDER | BELT WIDTH = 1400 | Active
1167 | BH-01 | EXCAVATOR- HYUNDAI | ROBEX 200W-7 | Active
1168 | BH-02 | BAKCHOE, HYUNDAI | ROBEX 200 W-7A | Active
1169 | BH-03 | BAKCHOE, HYUNDAI | ROBEX 200 W-7A | Active
1170 | BH-04 | BACKHOE (WHEEL TYPE) | HYUNDAI ROBEX2000W-7 | Active
1171 | BH-05 | BACKHOE (WHEEL TYPE) | HYUNDAI ROBEX2000W-7 | Active
1172 | BH-06 | BACKHOE-HITACHI | HITACHI ZX 190W-3F | Active
1173 | BH-07 | BACKHOE-HITACHI |  | Active
1174 | BH-08 | BACKHOE HITACHI |  | Active
1175 | BH-09 | KOBELCO | SK210LC-10 | Active
1176 | BH-10 | KOBELCO | SK210LC-10 | Active
1177 | BH-179 | POWER SHOVEL |  | Active
1178 | BH-202 | DMCI BACKHOE |  | Active
1179 | BL-01 | BARGE LOADER | NONE | Active
1180 | BM-01 | BENDING MACHINE #1 | N/I | Active
1181 | BM-02 | BENDING MACHINE #2 | LHF-820H | Active
1182 | BOBCAT-01 | BOBCAT LOADER | S-300 | Active
1183 | BOBCAT-02 | BOBCAT LOADER | BOBCAT 980 | Active
1184 | BOBCAT-03 | BOBCAT LOADER |  | Active
1185 | BOBCAT-04 | BOBCAT | BOBCAT S850 | Active
1186 | BOBCAT-05 | BOBCAT |  | Active
1187 | BOMAG | ROAD COMPACTOR | BW211D-40 | Active
1188 | BOP-01 | CWP BOOSTER PUMP AT CWP |  | Active
1189 | BRC-01 | CONVEYOR- CWP BRIDGE 1 | BELT WIDTH = 1000 | Active
1190 | BRC-02 | CONVEYOR- CWP BRIDGE 2 | BELT WIDTH = 1000 | Active
1191 | BSC-01 | SUPPORTING CYLINDER- BUCKET WHEEL |  | Active
1192 | BSC-02 | SUPPORTING CYLINDER- BUCKET WHEEL |  | Active
1193 | BSC-06 | SUPPORTING CYLINDER- BUCKET WHEEL |  | Active
1194 | BSC-07 | SUPPORTING CYLINDER- BUCKET WHEEL |  | Active
1195 | BSC-08 | SUPPORTING CYLINDER- BUCKET WHEEL |  | Active
1196 | BSC-09 | SUPPORTING CYLINDER- BUCKET WHEEL |  | Active
1197 | BSC-10 | SUPPORTING CYLINDER- BUCKET WHEEL |  | Active
1198 | BSC-105 | SUPPORTING CYLINDER- BUCKET WHEEL |  | Active
1199 | BSC-106 | SUPPORTING CYLINDER- BUCKET WHEEL |  | Active
1200 | BSC-107 | SUPPORTING CYLINDER- BUCKET WHEEL |  | Active
1201 | BSC-108 | SUPPORTING CYLINDER- BUCKET WHEEL |  | Active
1202 | BSC-13 | SUPPORTING CYLINDER- BUCKET WHEEL |  | Active
1203 | BSC-14 | SUPPORTING CYLINDER- BUCKET WHEEL |  | Active
1204 | BSC-15 | SUPPORTING CYLINDER- BUCKET WHEEL |  | Active
1205 | BSC-16 | SUPPORTING CYLINDER- BUCKET WHEEL |  | Active
1206 | BSC-17 | SUPPORTING CYLINDER- BUCKET WHEEL |  | Active
1207 | BSC-18 | SUPPORTING CYLINDER- BUCKET WHEEL |  | Active
1208 | BSC-19 | SUPPORTING CYLINDER- BUCKET WHEEL |  | Active
1209 | BSC-20 | SUPPORTING CYLINDER- BUCKET WHEEL |  | Active
1210 | BSC-21 | SUPPORTING CYLINDER- BUCKET WHEEL |  | Active
1211 | BSC-22 | SUPPORTING CYLINDER- BUCKET WHEEL |  | Active
1212 | BSC-23 | SUPPORTING CYLINDER- BUCKET WHEEL |  | Active
1213 | BSC-25 | SUPPORTING CYLINDER- BUCKET WHEEL |  | Active
1214 | BSC-27 | SUPPORTING CYLINDER- BUCKET WHEEL |  | Active
1215 | BSC-30 | SUPPORTING CYLINDER- BUCKET WHEEL |  | Active
1216 | BSC-32 | SUPPORTING CYLINDER- BUCKET WHEEL |  | Active
1217 | BSC-33 | SUPPORTING CYLINDER- BUCKET WHEEL |  | Active
1218 | BSC-35 | SUPPORTING CYLINDER- BUCKET WHEEL |  | Active
1219 | BSC-36 | SUPPORTING CYLINDER- BUCKET WHEEL |  | Active
1220 | BSC-37 | SUPPORTING CYLINDER- BUCKET WHEEL |  | Active
1221 | BSC-39 | SUPPORTING CYLINDER- BUCKET WHEEL |  | Active
1222 | BSC-43 | SUPPORTING CYLINDER- BUCKET WHEEL |  | Active
1223 | BSC-45 | SUPPORTING CYLINDER- BUCKET WHEEL |  | Active
1224 | BSC-46 | SUPPORTING CYLINDER- BUCKET WHEEL |  | Active
1225 | BSC-47 | SUPPORTING CYLINDER- BUCKET WHEEL |  | Active
1226 | BSC-48 | SUPPORTING CYLINDER- BUCKET WHEEL |  | Active
1227 | BSC-50 | SUPPORTING CYLINDER- BUCKET WHEEL |  | Active
1228 | BSC-51 | SUPPORTING CYLINDER- BUCKET WHEEL |  | Active
1229 | BSC-52 | SUPPORTING CYLINDER- BUCKET WHEEL |  | Active
1230 | BSC-53 | SUPPORTING CYLINDER- BUCKET WHEEL |  | Active
1231 | BSC-54 | SUPPORTING CYLINDER- BUCKET WHEEL |  | Active
1232 | BSC-55 | SUPPORTING CYLINDER- BUCKET WHEEL |  | Active
1233 | BSC-56 | SUPPORTING CYLINDER- BUCKET WHEEL |  | Active
1234 | BSC-57 | SUPPORTING CYLINDER- BUCKET WHEEL |  | Active
1235 | BSC-58 | SUPPORTING CYLINDER- BUCKET WHEEL |  | Active
1236 | BSC-59 | SUPPORTING CYLINDER- BUCKET WHEEL |  | Active
1237 | BSC-60 | SUPPORTING CYLINDER- BUCKET WHEEL |  | Active
1238 | BSC-61 | SUPPORTING CYLINDER- BUCKET WHEEL |  | Active
1239 | BSC-63 | SUPPORTING CYLINDER- BUCKET WHEEL |  | Active
1240 | BSC-64 | SUPPORTING CYLINDER- BUCKET WHEEL |  | Active
1241 | BSC-65 | SUPPORTING CYLINDER- BUCKET WHEEL |  | Active
1242 | BSC-67 | SUPPORTING CYLINDER- BUCKET WHEEL |  | Active
1243 | BSC-68 | SUPPORTING CYLINDER- BUCKET WHEEL |  | Active
1244 | BSC-69 | SUPPORTING CYLINDER- BUCKET WHEEL |  | Active
1245 | BSC-73 | SUPPORTING CYLINDER- BUCKET WHEEL |  | Active
1246 | BSC-77 | SUPPORTING CYLINDER- BUCKET WHEEL |  | Active
1247 | BSC-78 | SUPPORTING CYLINDER- BUCKET WHEEL |  | Active
1248 | BSC-80 | SUPPORTING CYLINDER- BUCKET WHEEL |  | Active
1249 | BSC-81 | SUPPORTING CYLINDER- BUCKET WHEEL |  | Active
1250 | BSC-82 | SUPPORTING CYLINDER- BUCKET WHEEL |  | Active
1251 | BSC-87 | SUPPORTING CYLINDER- BUCKET WHEEL |  | Active
1252 | BSC-88 | SUPPORTING CYLINDER- BUCKET WHEEL |  | Active
1253 | BSC-9 | SUPPORTING CYLINDER- BUCKET WHEEL |  | Active
1254 | BSC-90 | SUPPORTING CYLINDER- BUCKET WHEEL |  | Active
1255 | BSC-92 | SUPPORTING CYLINDER- BUCKET WHEEL |  | Active
1256 | BSC-93 | SUPPORTING CYLINDER- BUCKET WHEEL |  | Active
1257 | BSC-95 | SUPPORTING CYLINDER- BUCKET WHEEL |  | Active
1258 | BSC-96 | SUPPORTING CYLINDER- BUCKET WHEEL |  | Active
1259 | BW-01 | BUCKET WHEEL EXCAVATOR #1 | SR400 | Active
1260 | BW-02 | BUCKET WHEEL EXCAVATOR #2 | SR400 | Active
1261 | BW-03 | BUCKET WHEEL EXCAVATOR #3 | SR400 | Active
1262 | BW-04 | BUCKET WHEEL EXCAVATOR #4 | SR400 | Active
1263 | CAC-10 | CUMMINS ENGINE | NT855 | Active
1264 | CAC-11 | CUMMINS ENGINE |  | Active
1265 | CAC-4 | CATERPILLAR ENGINE | CAT 3306 | Active
1266 | CAC-5 | CATERPILLAR ENGINE |  | Active
1267 | CALACA DISPENSER | DISPENSER |  | Active
1268 | CART-01 | CART COLUMBIA | (SUV-S)SUSF4-4YH0107 | Active
1269 | CART-02 | CART COLUMBIA | (SUV-S)SUSF4-4YH0108 | Active
1270 | CART-03 | CART COLUMBIA | (BC4L-48A)B5LE4-4SHO156 | Active
1271 | CART-04 | CART COLUMBIA | (BC4L-48A)B5LE4-4SHO157 | Active
1272 | CART-05 | CART COLUMBIA | (IS12-48A)12SE4-4ZH0127 | Active
1273 | CART-06 | CART COLUMBIA | (IS12-48A)12SE4-4ZH0128 | Active
1274 | CART-07 | CART COLUMBIA | MV1-L-BXAA | Active
1275 | CART-08 | CART COLUMBIA |  | Active
1276 | CART-09 | CART COLUMBIA |  | Active
1277 | CART-10 | CART COLUMBIA | IS12-24 | Active
1278 | CART-11 | CART COLUMBIA | IS12-24 | Active
1279 | CAT D4C | CAT D4C TRACTOR | D4C | Active
1280 | CB-01 | COASTER BUS (SMALL) |  | Active | 521 | 115 | 223
1281 | CB-02 | COASTER BUS (BIG) | ALMAZORA | Active | 521 | 115 | 223
1282 | CB-03 | COASTER BUS | ALMAZORA | Active | 521 | 115 | 223
1283 | CB-04 | COASTER BUS | ALMAZORA | Active | 521 | 115 | 223
1284 | CB-05 | COASTER BUS | ALMAZORA | Active | 521 | 115 | 223
1285 | CB-06 | COASTER BUS | ALMAZORA | Active | 521 | 115 | 223
1286 | CC-01 | CONCRETE CUTTER "WACKER" |  | Active
1287 | CCC-01 | CONVEYOR- CWP CLEAN COAL 1 | BELT WIDTH = 1000 | Active
1288 | CCC-02 | CONVEYOR- CWP CLEAN COAL 2 | BELT WIDTH = 1000 | Active
1289 | CCC-03 | CONVEYOR- CWP CLEAN COAL 3 | BELT WIDTH = 1000 | Active
1290 | CCC-04 | CONVEYOR- CWP CLEAN COAL 4 | BELT WIDTH = 800 | Active
1291 | CCTV-01 | CLOSED CIRCUIT TELEVISION-NMWS |  | Active
1292 | CCTV-02 | CLOSED CIRCUIT TELEVISION-COMMISSARY |  | Active
1293 | CCTV-03 | CLOSED CIRCUIT TELEVISION |  | Active
1294 | CDR38A | RIG, DRILLING 'LONGYEAR 38 | F4L912 | Active | 465 | 121 | 217
1295 | CDR38B | RIG, DRILLING 'LONGYEAR 38 | F4L912 | Active | 465 | 121 | 217
1296 | CDR44 | RIG, DRILLING 'LONGYEAR 44 | F4L912 | Active | 465 | 121 | 217
1297 | CDR55-01 | RIG, DRILLING NL-55WT (Ex NL55-7/CDR55-103) | 4BG1 TRG-03 | Active | 465 | 121 | 217
1298 | CDR55-02 | RIG, DRILLING NL-55WT (Ex NL55-8/CDR55-02) | 4BG1 TRG-03 | Active | 465 | 121 | 217
1299 | CDR70-01 | RIG, DRILLING ASM 'LF70HQ (Ex LF70-7) | 4BTA 3.9-C130 | Active | 465 | 121 | 217
1300 | CDR70-02 | RIG, DRILLING ASM 'LF70HQ (Ex LF-70-8) | 4BTA 3.9-C130 | Active | 465 | 121 | 217
1301 | CDR70-03 | RIG, DRILLING ASM 'LF70HQ (Ex CDR70-01/LF70-9) | W1122B-ICD | Active | 465 | 121 | 217
1302 | CDR70-108 | CUMMINS HYDRAULIC MOTOR | LF-70 W1122BCD | Active
1303 | CDR90-004 | RIG, DRILLING 'HONG DRILL | F4L912 | Active | 465 | 121 | 217
1304 | CHL-01 | CHLORINATION 1 |  | Active
1305 | CHL-02 | CHLORINATION 2 |  | Active
1306 | CHLO-EBM-1A | CHLORINATION EXHAUST BLOWER MOTOR 1A |  | Active
1307 | CHLO-EBM-1B | CHLORINATION EXHAUST BLOWER MOTOR 1B |  | Active
1308 | CHLO-EBM-2A | CHLORINATION EXHAUST BLOWER MOTOR 2A |  | Active
1309 | CHLO-EBM-2B | CHLORINATION EXHAUST BLOWER MOTOR 2B |  | Active
1310 | CI-01 | CWP INFEED CONVEYOR | BELT WIDTH = 1000 | Active
1311 | CLEANER FOR REPAL |  |  | Active
1312 | CLEANER FORREPLACEME |  |  | Active
1313 | CLP-01 | COMPRESSOR - 01 |  | Active
1314 | CM-01 | CRIMPING MACHINE | PINN POWER | Active
1315 | CMB-03 | INDUCTION MOTOR |  | Active
1316 | COASTER -01 | SMALL-BUS | FG635E-MIT | Active
1317 | COASTER-02 | BIG-BUS | FL617-MIT | Active
1318 | COASTER-03 | MIT. CANTER 4WD | MIT. CANTER 4WD | Active
1319 | COASTER-04 | MIT. CANTER 4WD | MIT. CANTER 4WD | Active
1320 | COMREL BOAT 7 | COMREL BOAT 7 |  | Active
1321 | COMREL BOAT 9 | COMREL BOAT 9 |  | Active
1322 | CP-01 | CONCRETE PUMP |  | Active | 465 | 121 | 217
1323 | CP-032 | CONCRETE PUMP |  | Active
1324 | CR-051 | CRANE | CRANE | Active
1325 | CR-068 | CRANE |  | Active
1326 | CR-087 | CRANE | AMERICAN CRANE | Active
1327 | CR-089 | GROVE CRANE | RT-740B GROVE | Active
1328 | CR-092 | LINKBELT CRANE |  | Active
1329 | CR-094 | SUMITOMO CRANE |  | Active
1330 | CR-100 | CRANE | LS118RH | Active
1331 | CR-121 | CRANE | KH125-2 | Active
1332 | CR-122 | CRANE | DHJ-30 | Active
1333 | CR-123 | LIMA CRANE |  | Active
1334 | CR-140 | CRANE |  | Active
1335 | CR-154 |  |  | Active
1336 | CR-162 | CRAWLER CRANE | 7120 KOBELCO | Active
1337 | CR-166 | LINKBELT CRANE- DMCI |  | Active
1338 | CR-168 | CRANE |  | Active
1339 | CR-190 | CRANE |  | Active
1340 | CR-194 | CRANE |  | Active
1341 | CR-895 | CRANE |  | Active
1342 | CRE-01 | CONTOL ROOM, LIME PLANT |  | Active
1343 | CRE-02 | CONTOL ROOM, LIME PLANT |  | Active
1344 | CRE-03 | CONTOL ROOM, HUMIC ACID PLANT |  | Active
1345 | CREVO-250 |  |  | Active
1346 | CR-FRANA 1 | CRANE, FRANA | AT-15 | Active | 341 | 108 | 208
1347 | CR-FRANA 2 | CRANE, FRANA | AT-20 | Active | 341 | 108 | 208
1348 | CR-FRANA 3 | CRANE, FRANA | MAC-25 | Active | 341 | 108 | 208
1349 | CR-FRANA 4 | CRANE, FRANA | MAC-25 | Active | 341 | 108 | 208
1350 | CR-FRANA 5 | CRANE, FRANA | MAC-25 | Active | 370 | 108 | 208
1351 | CR-FRANNA 6 | FRANNA CRANE | TEREX | Active
1352 | CR-GANTRY-1 | GANTRY CRANE 35 TONS |  | Active
1353 | CRS-MMD1 | CRUSHER- MMD 750 #1 | MMD 750 MINERAL SIZER | Active
1354 | CRS-MMD10 | CRUSHER- MMD 625 #2 | MMD 625 MINERAL SIZER | Active
1355 | CRS-MMD11 | CRUSHER- MMD 500 #3 | MMD 500 MINERAL SIZER | Active
1356 | CRS-MMD12 | CRUSHER- MMD 500 #4 | MMD 500 MINERAL SIZER | Active
1357 | CRS-MMD2 | CRUSHER- MMD 500 #1 | MMD 500 MINERAL SIZER | Active
1358 | CRS-MMD3 | CRUSHER - MMD 750 #2 | MMD 750 MINERAL SIZER | Active
1359 | CRS-MMD4 | CRUSHER- MMD 1250 #1 | MMD 1250 MINERAL SIZER | Active
1360 | CRS-MMD5 | CRUSHER- MMD 1150 #1 | MMD 1150 MINERAL SIZER | Active
1361 | CRS-MMD6 | CRUSHER- MMD 1150 #2 | MMD 1150 MINERAL SIZER | Active
1362 | CRS-MMD7 | CRUSHER- MMD 1000 #1 | MMD 1000 MINERAL SIZER | Active
1363 | CRS-MMD8 | CRUSHER- MMD 500 #2 | MMD 500 MINERAL SIZER | Active
1364 | CRS-MMD9 | CRUSHER- MMD 625 #1 | MMD 625 MINERAL SIZER | Active
1365 | CT 129-200 | CARGO TRUCK |  | Active
1366 | CT 129-201 | CARGO TRUCK |  | Active
1367 | CT 129-202 | CARGO TRUCK |  | Active
1368 | CT-12-01 | CRAWLER TRACTOR | D155 | Active
1369 | CT-123-01 | SMALL BULLDOZER | D6R-LRC | Active | 441 | 101 | 201
1370 | CT-123-02 | SMALL BULLDOZER | D6R-LRC | Active | 591 | 101 | 201
1371 | CT-129-03 | SMALL BULLDOZER | D6R-LRC | Active | 441 | 101 | 201
1372 | CT-129-04 | SMALL BULLDOZER | D6R-LRC | Active | 441 | 101 | 201
1373 | CT-1310-01 | CRAWLER TRACTOR | D155A-6 | Active | 441 | 101 | 201
1374 | CT-147 | DMCI |  | Active
1375 | CT-1512-01 | CRAWLER TRACTOR | D155A-6 | Active | 441 | 101 | 201
1376 | CT-171-05 | D6R BULLDOZER | D6R2 | Active | 441 | 101 | 201
1377 | CT-191 | MITSUBISHI TRUCK | ISUZU 6HE1 | Active
1378 | CT-51 | CRAWLER TRACTOR |  | Active | 441 | 101 | 201
1379 | CT-52 | CRAWLER TRACTOR | D155A-5 | Active | 441 | 101 | 201
1380 | CT-54 | CRAWLER TRACTOR | D155A | Active | 441 | 101 | 201
1381 | CT-55 | CRAWLER TRACTOR | D155A-6R | Active | 441 | 101 | 201
1382 | CT-56 | CRAWLER TRACTOR | D375A-5R | Active | 441 | 101 | 201
1383 | CT-57 | CRAWLER TRACTOR | D375A-5R | Active | 441 | 101 | 201
1384 | CT-58 | CRAWLER TRACTOR | D375A-5R | Active | 441 | 101 | 201
1385 | CT-59 | CRAWLER TRACTOR | D155A-6R | Active | 441 | 101 | 201
1386 | CT-61 | CRAWLER TRACTOR | D155A-6R | Active | 441 | 101 | 201
1387 | CT-62 | CRAWLER TRACTOR | D155A-6R | Active | 441 | 101 | 201
1388 | CT-63 | CRAWLER TRACTOR | D155A-6R | Active | 441 | 101 | 201
1389 | CT-64 | CRAWLER TRACTOR | D65EX-15 | Active | 441 | 101 | 201
1390 | CT-65 | D375A-6R KOMATSU BULLDOZER | D375A-6R | Active | 441 | 101 | 201
1391 | CT-66 | D375A-6R KOMATSU BULLDOZER | D375A-6R | Active | 441 | 101 | 201
1392 | CT-67 | D375A-6R KOMATSU BULLDOZER | D375A-6R | Active | 441 | 101 | 201
1393 | CT-68 | D375A-6R KOMATSU BULLDOZER | D375A-6R | Active | 441 | 101 | 201
1394 | CT-69 | D375A-6R KOMATSU BULLDOZER | D375A-6R | Active | 441 | 101 | 201
1395 | CT-70 | D375A-6R KOMATSU BULLDOZER | D375A-6R | Active | 441 | 101 | 201
1396 | CT-71 | D375A-6R KOMATSU BULLDOZER | D375A-6R | Active | 441 | 101 | 201
1397 | CT-72 | D375A-6R KOMATSU BULLDOZER | D375A-D6R | Active | 441 | 101 | 201
1398 | CT-73 | D375A-6R KOMATSU BULLDOZER |  | Active | 441 | 101 | 201
1399 | CT-74 | D375A-6R KOMATSU BULLDOZER | D375A-6R | Active | 441 | 101 | 201
1400 | CT-75 | D375A-6R KOMATSU BULLDOZER | D375A-6R | Active | 441 | 101 | 201
1401 | CT-76 | D375A-6R KOMATSU BULLDOZER | D375A-6R | Active | 441 | 101 | 201
1402 | CT-77 | D375A-6R KOMATSU BULLDOZER | D375A-6R | Active | 441 | 101 | 201
1403 | CT-78 | D375A-6R KOMATSU BULLDOZER | D375A-6R | Active | 441 | 101 | 201
1404 | CT-79 | D375A-6R KOMATSU BULLDOZER | D375A-6R | Active | 441 | 101 | 201
1405 | CT-80 | D375A-6R KOMATSU BULLDOZER | D375A-6R | Active | 441 | 101 | 201
1406 | CT-81 | D375A-6R KOMATSU BULLDOZER | D375A-6R | Active | 441 | 101 | 201
1407 | CT-82 | D375A-6R KOMATSU BULLDOZER | D375A-6R | Active | 441 | 101 | 201
1408 | CT-83 | D375A-6R KOMATSU BULLDOZER |  | Active | 441 | 101 | 201
1409 | CT-84 | D375A-6R KOMATSU BULLDOZER | D375A-6R | Active | 441 | 101 | 201
1410 | CT-85 | D375A-6R KOMATSU BULLDOZER | D375A-6R | Active | 441 | 101 | 201
1411 | CT-86 | D375A-6R KOMATSU BULLDOZER | D375A-6R | Active | 441 | 101 | 201
1412 | CT-87 | D375A-6R KOMATSU BULDUZER | D375A-6R | Active | 441 | 101 | 201
1413 | CT-88 | KOMATSU BULDUZER |  | Active | 441 | 101 | 201
1414 | CTL-02 | COAL TRANSFER LINE 2 |  | Active
1415 | CTL-2 EXTENSION | COMMAND CONTROLLER |  | Active
1416 | CTR-051 | BULDOZER | D21P KOMATSU | Active
1417 | CWP-01 | COAL WASHING PLANT |  | Active
1418 | CWP-02 | COAL WASHING PLANT | NONE | Active
1419 | CWP-MCC1 | CWP MOTOR CONTROL CENTER |  | Active
1420 | CWP-MCC2 | CWP MOTOR CONTROL CENTER |  | Active
1421 | CWP-MCC3 | CWP MOTOR CONTROL CENTER |  | Active
1422 | CWP-MCC4 | CWP MOTOR CONTROL CENTER |  | Active
1423 | CY-01 | CWP CYCLONE 1 | D26-S2224 | Active
1424 | CY-02 | CWP CYCLONE 2 | D26-S2224 | Active
1425 | CY-03 | CWP CYCLONE 3 | D26-S2224 | Active
1426 | CY-04 | CWP CYCLONE 4 | D26-S2224 | Active
1427 | CY-05 | CWP CYCLONE 5 | D26-S2224 | Active
1428 | CY-06 | CWP CYCLONE 6 | D26-S2224 | Active
1429 | CYP-01 | CWP PRIMARY CYCLONE PUMP 1 |  | Active
1430 | CYP-02 | CWP PRIMARY CYCLONE PUMP 2 |  | Active
1431 | CYP-03 | CWP SECONDARY CYCLONE PUMP 1 |  | Active
1432 | CYP-04 | CWP SECONDARY CYCLONE PUMP 2 |  | Active
1433 | D6R-123-01 | SMALL BULLDOZER | D6R-LRC | Active
1434 | D6R-123-02 | SMALL BULLDOZER | D6R-LRC | Active
1435 | D6R-129-03 | SMALL BULLDOZER | D6R-LRC | Active
1436 | D6R-129-04 | SMALL BULLDOZER | D6R-LRC | Active
1437 | D6R-17 | SMALL BULLDOZER |  | Active
1438 | D6R-18 | SMALL BULLDOZER |  | Active
1439 | D6R-3601 | SMALL BULLDOZER |  | Active
1440 | DC-01 | CONVEYOR- CWP DIRECT | BELT WIDTH = 1000 | Active
1441 | DET-4 | DIESEL ENGINE TRAIN | PLYMOUTH | Active
1442 | DET-5 | DIESEL ENGINE TRAIN | PLYMOUTH | Active
1443 | DET-6 | DIESEL ENGINE TRAIN | PLYMOUTH | Active
1444 | DMCI BUS | DMCI BUS |  | Active
1445 | DP-HPP-A | HIGH PRESSURE PUMP A |  | Active
1446 | DPS-01 | SWITCHGEAR, DEWATERING PORTABLE |  | Active
1447 | DPS-02 | SWITCHGEAR, DEWATERING PORTABLE |  | Active
1448 | DPS-03 | SWITCHGEAR, DEWATERING PORTABLE |  | Active
1449 | DPS-04 | SWITCHGEAR, DEWATERING PORTABLE |  | Active
1450 | DPS-05 | SWITCHGEAR, DEWATERING PORTABLE |  | Active
1451 | DPS-06 | SWITCHGEAR, DEWATERING PORTABLE |  | Active
1452 | DPS-07 | SWITCHGEAR, DEWATERING PORTABLE |  | Active
1453 | DPS-08 | DEWATERING, SWITCHGEAR PORTABLE |  | Active
1454 | DPS-09 | SWITCHGEAR, DEWATERING PORTABLE |  | Active
1455 | DPS-10 | SWITCHGEAR, DEWATERING PORTABLE |  | Active
1456 | DPS-11 | SWITCHGEAR, DEWATERING PORTABLE |  | Active
1457 | DPS-12 | SWITCHGEAR, DEWATERING PORTABLE |  | Active
1458 | DPS-13 | SWITCHGEAR, DEWATERING PORTABLE |  | Active
1459 | DPS-14 | SWITCHGEAR, DEWATERING PORTABLE |  | Active
1460 | DPS-15 | SWITCHGEAR, DEWATERING PORTABLE |  | Active
1461 | DPS-16 | SWITCHGEAR, DEWATERING PORTABLE |  | Active
1462 | DPS-17 | SWITCHGEAR, DEWATERING PORTABLE |  | Active
1463 | DPS-18 | SWITCHGEAR, DEWATERING PORTABLE |  | Active
1464 | DPS-19 | SWITCHGEAR, DEWATERING PORTABLE |  | Active
1465 | DPS-20 | SWITCHGEAR, DEWATERING PORTABLE |  | Active
1466 | DPS-21 | SWITCHGEAR, DEWATERING PORTABLE |  | Active
1467 | DPS-22 | SWITCHGEAR, DEWATERING PORTABLE |  | Active
1468 | DPS-23 | SWITCHGEAR, DEWATERING PORTABLE |  | Active
1469 | DPS-24 | SWITCHGEAR, DEWATERING PORTABLE |  | Active
1470 | DPS-25 | SWITCHGEAR, DEWATERING PORTABLE |  | Active
1471 | DPS-26 | SWITCHGEAR, DEWATERING PORTABLE |  | Active
1472 | DPS-27 | SWITCHGEAR, DEWATERING PORTABLE |  | Active
1473 | DPS-28 | SWITCHGEAR, DEWATERING PORTABLE |  | Active
1474 | DPS-29 | SWITCHGEAR, DEWATERING PORTABLE |  | Active
1475 | DPS-30 | SWITCHGEAR, DEWATERING PORTABLE |  | Active
1476 | DPS-31 | SWITCHGEAR, DEWATERING PORTABLE |  | Active
1477 | DPS-32 | SWITCHGEAR, DEWATERING PORTABLE |  | Active
1478 | DPS-33 | SWITCHGEAR, DEWATERING PORTABLE |  | Active
1479 | DPS-35 | SWITCHGEAR, DEWATERING PORTABLE |  | Active
1480 | DPS-36 | SWITCHGEAR, DEWATERING PORTABLE |  | Active
1481 | DPS-38 | SWICTHGEAR, DEWATERING PORTABLE |  | Active
1482 | DPS-39 | SWITCHGEAR, DEWATERING PORTABLE |  | Active
1483 | DPS-40 | SWITCHGEAR DEWATERING PORTABLE |  | Active
1484 | DPS-42 | SWITCHGEAR, DEWATERING PORTABLE |  | Active
1485 | DPS-43 | SWITCHGEAR, DEWATERING PORTABLE |  | Active
1486 | DPS-44 | SWITCHGEAR, DEWATERING PORTABLE |  | Active
1487 | DPS-45 | SWITCHGEAR, DEWATERING PORTABLE |  | Active
1488 | DRILLING SHOP | DRILLING SHOP |  | Active
1489 | DSS-01 | SUBSTATION |  | Active
1490 | DSS-02 | SUBSTATION |  | Active
1491 | DSS-03 | SUBSTATION |  | Active
1492 | DSS-04 | SUBSTATION |  | Active
1493 | DSS-05 | SUBSTATION |  | Active
1494 | DT-1000 | HD785-7 KOMATSU DUMPTRUCK | HD785-7 | Active
1495 | DT-1012-06 | DUMP TRUCK HYUNDAI | HYUNDAI HD270 | Active
1496 | DT-1012-07 | DUMP TRUCK HYUNDAI | HYUNDAI HD270 | Active
1497 | DT-1012-08 | DUMP TRUCK HYUNDAI | HYUNDAI HD270 | Active
1498 | DT-1012-09 | DUMP TRUCK HYUNDAI | HYUNDAI HD270 | Active
1499 | DT-102 | HD785-7 KOMATSU DUMPTRUCK | HD785-7 | Active | 441 | 102 | 202
1500 | DT-103 | HD785-7 KOMATSU DUMPTRUCK | HD785-7 | Active | 441 | 102 | 202
1501 | DT-104 | HD785-7 KOMATSU DUMPTRUCK | HD785-7 | Active | 441 | 102 | 202
1502 | DT-105 | HD785-7 KOMATSU DUMPTRUCK | HD785-7 | Active | 441 | 102 | 202
1503 | DT-106 | HD785-7 KOMATSU DUMPTRUCK | HD785-7 | Active | 441 | 102 | 202
1504 | DT-107 | HD785-7 KOMATSU DUMPTRUCK | HD785-7 | Active | 441 | 102 | 202
1505 | DT-108 | HD785-7 KOMATSU DUMPTRUCK | HD785-7 | Active | 441 | 102 | 202
1506 | DT-109 | HD785-7 KOMATSU DUMPTRUCK | HD785-7 | Active | 441 | 102 | 202
1507 | DT-110 | HD785-7 KOMATSU DUMPTRUCK | HD785-7 | Active | 441 | 102 | 202
1508 | DT-111 | HD785-7 KOMATSU DUMPTRUCK | HD785-7 | Active | 441 | 102 | 202
1509 | DT-112 | HD785-7 KOMATSU DUMPTRUCK | HD785-7 | Active | 441 | 102 | 202
1510 | DT-114 | HD785-7 KOMATSU DUMPTRUCK | HD785-7 | Active | 441 | 102 | 202
1511 | DT-115 | HD785-7 KOMATSU DUMPTRUCK | HD785-7 | Active | 441 | 102 | 202
1512 | DT-116 | HD785-7 KOMATSU DUMPTRUCK | HD785-7 | Active | 441 | 102 | 202
1513 | DT-117 | HD785-7 KOMATSU DUMPTRUCK | HD785-7 | Active | 441 | 102 | 202
1514 | DT-118 | HD785-7 KOMATSU DUMPTRUCK | HD785-7 | Active | 441 | 102 | 202
1515 | DT-119 | HD785-7 KOMATSU DUMPTRUCK | HD785-7 | Active | 441 | 102 | 202
1516 | DT-120 | HD785-7 KOMATSU DUMPTRUCK | HD785-7 | Active | 441 | 102 | 202
1517 | DT-121 | HD785-7 KOMATSU DUMPTRUCK | HD785-7 | Active | 441 | 102 | 202
1518 | DT-122 | HD785-7 KOMATSU DUMPTRUCK | HD785-7 | Active | 441 | 102 | 202
1519 | DT-123 | HD785-7 KOMATSU DUMPTRUCK | HD785-7 | Active | 441 | 102 | 202
1520 | DT-124 | HD785-7 KOMATSU DUMPTRUCK | HD785-7 | Active | 441 | 102 | 202
1521 | DT-125 | HD785-7 KOMATSU DUMPTRUCK | HD785-7 | Active | 441 | 102 | 202
1522 | DT-126 | HD785-7 KOMATSU DUMPTRUCK | HD785-7 | Active | 441 | 102 | 202
1523 | DT-127 | HD785-7 KOMATSU DUMPTRUCK | HD785-7 | Active | 441 | 102 | 202
1524 | DT-128 | HD785-7 KOMATSU DUMPTRUCK | HD785-7 | Active | 441 | 102 | 202
1525 | DT-129 | HD785-7 KOMATSU DUMPTRUCK | HD785-7 | Active | 441 | 102 | 202
1526 | DT-130 | HD785-7 KOMATSU DUMPTRUCK | HD785-7 | Active | 441 | 102 | 202
1527 | DT-131 | HD785-7 KOMATSU DUMPTRUCK | HD785-7 | Active | 441 | 102 | 202
1528 | DT-132 | HD785-7 KOMATSU DUMPTRUCK | HD785-7 | Active | 441 | 102 | 202
1529 | DT-133 | HD785-7 KOMATSU DUMPTRUCK | HD785-7 | Active | 441 | 102 | 202
1530 | DT-134 | HD785-7 KOMATSU DUMPTRUCK | HD785-7 | Active | 441 | 102 | 202
1531 | DT-135 | HD785-7 KOMATSU DUMPTRUCK | HD785-7 | Active | 441 | 102 | 202
1532 | DT-136 | HD785-7 KOMATSU DUMPTRUCK | HD785-7 | Active | 441 | 102 | 202
1533 | DT-136-10 | DUMP TRUCK HYUNDAI | HYUNDAI HD270 | Active
1534 | DT-136-11 | DUMP TRUCK HYUNDAI | HYUNDAI HD270 | Active
1535 | DT-136-12 | DUMP TRUCK HYUNDAI | HYUNDAI HD270 | Active
1536 | DT-136-14 | DUMP TRUCK HYUNDAI | HYUNDAI HD270 | Active
1537 | DT-136-15 | HYUNDAI DUMPTRUCK |  | Active
1538 | DT-136-16 | HYUNDAI DUMPTRUCK |  | Active
1539 | DT-137 | HD785-7 KOMATSU DUMPTRUCK | HD785-7 | Active | 441 | 102 | 202
1540 | DT-138 | HD785-7 KOMATSU DUMPTRUCK | HD785-7 | Active | 441 | 102 | 202
1541 | DT-139 | HD785-7 KOMATSU DUMPTRUCK | HD785-7 | Active | 441 | 102 | 202
1542 | DT-140 | HD785-7 KOMATSU DUMPTRUCK | HD785-7 | Active | 441 | 102 | 202
1543 | DT-141 | HD785-7 KOMATSU DUMPTRUCK | HD785-7 | Active | 441 | 102 | 202
1544 | DT-142 | HD785-7 KOMATSU DUMPTRUCK | HD785-7 | Active | 441 | 102 | 202
1545 | DT-143 | HD785-7 KOMATSU DUMPTRUCK | HD785-7 | Active | 441 | 102 | 202
1546 | DT-144 | HD785-7 KOMATSU DUMPTRUCK | HD785-7 | Active | 441 | 102 | 202
1547 | DT-145 | HD785-7 KOMATSU DUMPTRUCK | HD785-7 | Active | 441 | 102 | 202
1548 | DT-146 | HD785-7 KOMATSU DUMPTRUCK | HD785-7 | Active | 441 | 102 | 202
1549 | DT-147 | HD785-7 KOMATSU DUMPTRUCK | HD785-7 | Active | 441 | 102 | 202
1550 | DT-148 | HD785-7 KOMATSU DUMPTRUCK | HD785-7 | Active | 441 | 102 | 202
1551 | DT-149 | HD785-7 KOMATSU DUMPTRUCK | HD785-7 | Active | 441 | 102 | 202
1552 | DT-150 | HD785-7 KOMATSU DUMPTRUCK | HD785-7 | Active | 441 | 102 | 202
1553 | DT-151 | HD785-7 KOMATSU DUMPTRUCK | HD785-7 | Active | 441 | 102 | 202
1554 | DT-152 | HD785-7 KOMATSU DUMPTRUCK | HD785-7 | Active | 441 | 102 | 202
1555 | DT-153 | HD785-7 KOMATSU DUMPTRUCK | HD785-7 | Active | 441 | 102 | 202
1556 | DT-154 | HD785-7 KOMATSU DUMPTRUCK | HD785-7 | Active | 441 | 102 | 202
1557 | DT-155 | HD785-7 KOMATSU DUMPTRUCK | HD785-7 | Active | 441 | 102 | 202
1558 | DT-156 | HD785-7 KOMATSU DUMPTRUCK | HD785-7 | Active | 441 | 102 | 202
1559 | DT-157 | HD785-7 KOMATSU DUMPTRUCK | HD785-7 | Active | 441 | 102 | 202
1560 | DT-158 | HD785-7 KOMATSU DUMPTRUCK | HD785-7 | Active | 441 | 102 | 202
1561 | DT-159 | HD785-7 KOMATSU DUMPTRUCK | HD785-7 | Active | 441 | 102 | 202
1562 | DT-160 | HD785-7 KOMATSU DUMPTRUCK | HD785-7 | Active | 441 | 102 | 202
1563 | DT-161 | HD785-7 KOMATSU DUMPTRUCK | HD785-7 | Active | 441 | 102 | 202
1564 | DT-162 | HD785-7 KOMATSU DUMPTRUCK | HD785-7 | Active | 441 | 102 | 202
1565 | DT-163 | HD785-7 KOMATSU DUMPTRUCK | HD785-7 | Active | 441 | 102 | 202
1566 | DT-164 | HD785-7 KOMATSU DUMPTRUCK | HD785-7 | Active | 441 | 102 | 202
1567 | DT-165 | HD785-7 KOMATSU DUMPTRUCK | HD785-7 | Active | 441 | 102 | 202
1568 | DT-166 | HD785-7 KOMATSU DUMPTRUCK | HD785-7 | Active | 441 | 102 | 202
1569 | DT-167 | HD785-7 KOMATSU DUMPTRUCK | HD785-7 | Active | 441 | 102 | 202
1570 | DT-168 | HD785-7 KOMATSU DUMPTRUCK | HD785-7 | Active | 441 | 102 | 202
1571 | DT-169 | HD785-7 KOMATSU DUMPTRUCK | HD785-7 | Active | 441 | 102 | 202
1572 | DT-170 | HD785-7 KOMATSU DUMPTRUCK | HD785-7 | Active | 441 | 102 | 202
1573 | DT-171 | HD785-7 KOMATSU DUMPTRUCK | HD785-7 | Active | 441 | 102 | 202
1574 | DT-172 | HD785-7 KOMATSU DUMPTRUCK | HD785-7 | Active | 441 | 102 | 202
1575 | DT-173 | HD785-7 KOMATSU DUMPTRUCK | HD785-7 | Active | 441 | 102 | 202
1576 | DT-174 | HD785-7 KOMATSU DUMPTRUCK | HD785-7 | Active | 441 | 102 | 202
1577 | DT-175 | HD785-7 KOMATSU DUMPTRUCK | HD785-7 | Active | 441 | 102 | 202
1578 | DT-176 | HD785-7 KOMATSU DUMPTRUCK | HD785-7 | Active | 441 | 102 | 202
1579 | DT-177 | HD785-7 KOMATSU DUMPTRUCK | HD785-7 | Active | 441 | 102 | 202
1580 | DT-178 | HD785-7 KOMATSU DUMPTRUCK | HD785-7 | Active | 441 | 102 | 202
1581 | DT-179 | HD785-7 KOMATSU DUMPTRUCK | HD785-7 | Active | 441 | 102 | 202
1582 | DT-180 | HD785-7 KOMATSU DUMPTRUCK | HD785-7 | Active | 441 | 102 | 202
1583 | DT-181 | HD785-7 KOMATSU DUMPTRUCK | HD785-7 | Active | 441 | 102 | 202
1584 | DT-182 | HD785-7 KOMATSU DUMPTRUCK | HD785-7 | Active | 441 | 102 | 202
1585 | DT-183 | HD785-7 KOMATSU DUMPTRUCK | HD785-7 | Active | 441 | 102 | 202
1586 | DT-184 | HD785-7 KOMATSU DUMPTRUCK | HD785-7 | Active | 441 | 102 | 202
1587 | DT-185 | HD785-7 KOMATSU DUMPTRUCK | HD785-7 | Active | 441 | 102 | 202
1588 | DT-186 | HD785-7 KOMATSU DUMPTRUCK | HD785-7 | Active | 441 | 102 | 202
1589 | DT-188-01 | PRIME MOVER | TGS 33.440 | Active | 591 | 102 | 202
1590 | DT-188-02 | PRIME MOVER | TGS 33.440 | Active | 591 | 102 | 202
1591 | DT-188-03 | PRIME MOVER | TGS 33.440 | Active | 591 | 102 | 202
1592 | DT-188-04 | PRIME MOVER | TGS 33.440 | Active | 591 | 102 | 202
1593 | DT-188-05 | PRIME MOVER | TGS 33.440 | Active | 591 | 102 | 202
1594 | DT-188-06 | PRIME MOVER | TGS 33.440 | Active | 591 | 102 | 202
1595 | DT-189 | HD785-7 KOMATSU DUMPTRUCK | HD785-7 | Active | 441 | 102 | 202
1596 | DT-190 | HD785-7 KOMATSU DUMPTRUCK | HD785-7 | Active | 441 | 102 | 202
1597 | DT-191 | HD785-7 KOMATSU DUMPTRUCK | HD785-7 | Active | 441 | 102 | 202
1598 | DT-192 | HD785-7 KOMATSU DUMPTRUCK | HD785-7 | Active | 441 | 102 | 202
1599 | DT-193 | HD785-7 KOMATSU DUMPTRUCK | HD785-7 | Active | 441 | 102 | 202
1600 | DT-194 | HD785-7 KOMATSU DUMPTRUCK | HD785-7 | Active | 441 | 102 | 202
1601 | DT-195 | HD785-7 KOMATSU DUMPTRUCK | HD785-7 | Active | 441 | 102 | 202
1602 | DT-196 | HD785-7 KOMATSU DUMPTRUCK | HD785-7 | Active | 441 | 102 | 202
1603 | DT-197 | HD785-7 KOMATSU DUMPTRUCK | HD785-7 | Active | 441 | 102 | 202
1604 | DT-198 | HD785-7 KOMATSU DUMPTRUCK | HD785-7 | Active | 441 | 102 | 202
1605 | DT-199 | HD785-7 KOMATSU DUMPTRUCK | HD785-7 | Active | 441 | 102 | 202
1606 | DT-200 | HD785-7 KOMATSU DUMPTRUCK | HD785-7 | Active | 441 | 102 | 202
1607 | DT-201 | HD785-7 KOMATSU DUMPTRUCK | HD785-7 | Active | 441 | 102 | 202
1608 | DT-202 | HD785-7 KOMATSU DUMPTRUCK | HD785-7 | Active | 441 | 102 | 202
1609 | DT-203 | HD785-7 KOMATSU DUMPTRUCK | HD785-7 | Active | 441 | 102 | 202
1610 | DT-204 | HD785-7 KOMATSU DUMPTRUCK | HD785-7 | Active | 441 | 102 | 202
1611 | DT-205 | HD785-7 KOMATSU DUMPTRUCK | HD785-7 | Active | 441 | 102 | 202
1612 | DT-206 | HD785-7 KOMATSU DUMPTRUCK | HD785-7 | Active | 441 | 102 | 202
1613 | DT-207 | HD785-7 KOMATSU DUMPTRUCK | HD785-7 | Active | 441 | 102 | 202
1614 | DT-208 | HD785-7 KOMATSU DUMPTRUCK | HD785-7 | Active | 441 | 102 | 202
1615 | DT-209 | HD785-7 KOMATSU DUMPTRUCK | HD785-7 | Active | 441 | 102 | 202
1616 | DT-211 | HD785-7 KOMATSU DUMPTRUCK | HD785-7 | Active | 441 | 102 | 202
1617 | DT-212 | HD785-7 KOMATSU DUMPTRUCK | HD785-7 | Active | 441 | 102 | 202
1618 | DT-214 | HD785-7 KOMATSU DUMPTRUCK | HD785-7 | Active | 441 | 102 | 202
1619 | DT-215 | HD785-7 KOMATSU DUMPTRUCK | HD785-7 | Active | 441 | 102 | 202
1620 | DT-216 | HD785-7 KOMATSU DUMPTRUCK | HD785-7 | Active | 441 | 102 | 202
1621 | DT-217 | HD785-7 KOMATSU DUMPTRUCK | HD785-7 | Active | 441 | 102 | 202
1622 | DT-218 | HD785-7 KOMATSU DUMPTRUCK | HD785-7 | Active | 441 | 102 | 202
1623 | DT-219 | HD785-7 KOMATSU DUMPTRUCK | HD785-7 | Active | 441 | 102 | 202
1624 | DT-220 | HD785-7 KOMATSU DUMPTRUCK | HD785-7 | Active | 441 | 102 | 202
1625 | DT-221 | HD785-7 KOMATSU DUMPTRUCK | HD785-7 | Active | 441 | 102 | 202
1626 | DT-222 | HD785-7 KOMATSU DUMPTRUCK | HD785-7 | Active | 441 | 102 | 202
1627 | DT-223 | HD785-7 KOMATSU DUMPTRUCK | HD785-7 | Active | 441 | 102 | 202
1628 | DT-224 | HD785-7 KOMATSU DUMPTRUCK | HD785-7 | Active | 441 | 102 | 202
1629 | DT-225 | HD785-7 KOMATSU DUMPTRUCK | HD785-7 | Active | 441 | 102 | 202
1630 | DT-226 | HD785-7 KOMATSU DUMPTRUCK | HD785-7 | Active | 441 | 102 | 202
1631 | DT-227 | HD785-7 KOMATSU DUMPTRUCK | HD785-7 | Active | 441 | 102 | 202
1632 | DT-228 | HD785-7 KOMATSU DUMPTRUCK | HD785-7 | Active | 441 | 102 | 202
1633 | DT-229 | HD785-7 KOMATSU DUMPTRUCK | HD785-7 | Active | 441 | 102 | 202
1634 | DT-230 | HD785-7 KOMATSU DUMPTRUCK | HD785-7 | Active | 441 | 102 | 202
1635 | DT-231 | HD785-7 KOMATSU DUMPTRUCK | HD785-7 | Active | 441 | 102 | 202
1636 | DT-232 | HD785-7 KOMATSU DUMPTRUCK | HD785-7 | Active | 441 | 102 | 202
1637 | DT-233 | HD785-7 KOMATSU DUMPTRUCK | HD785-7 | Active | 441 | 102 | 202
1638 | DT-234 | HD785-7 KOMATSU DUMPTRUCK | HD785-7 | Active | 441 | 102 | 202
1639 | DT-235 | HD785-7 KOMATSU DUMPTRUCK | HD785-7 | Active | 441 | 102 | 202
1640 | DT-236 | HD785-7 KOMATSU DUMPTRUCK | HD785-7 | Active | 441 | 102 | 202
1641 | DT-237 | HD785-7 KOMATSU DUMPTRUCK | HD785-7 | Active | 441 | 102 | 202
1642 | DT-238 | HD785-7 KOMATSU DUMPTRUCK | HD785-7 | Active | 441 | 102 | 202
1643 | DT-239 | HD785-7 KOMATSU DUMPTRUCK | HD785-7 | Active | 441 | 102 | 202
1644 | DT-240 | HD785-7 KOMATSU DUMPTRUCK | HD785-7 | Active | 441 | 102 | 202
1645 | DT-241 | HD785-7 KOMATSU DUMPTRUCK | HD785-7 | Active | 441 | 102 | 202
1646 | DT-242 | HD785-7 KOMATSU DUMPTRUCK | HD785-7 | Active | 441 | 102 | 202
1647 | DT-243 | HD785-7 KOMATSU DUMPTRUCK | HD785-7 | Active | 441 | 102 | 202
1648 | DT-244 | HD785-7 KOMATSU DUMPTRUCK | HD785-7 | Active | 441 | 102 | 202
1649 | DT-245 | HD785-7 KOMATSU DUMPTRUCK | HD785-7 | Active | 441 | 102 | 202
1650 | DT-246 | HD785-7 KOMATSU DUMPTRUCK | HD785-7 | Active | 441 | 102 | 202
1651 | DT-247 | HD785-7 KOMATSU DUMPTRUCK | HD785-7 | Active | 441 | 102 | 202
1652 | DT-248 | HD785-7 KOMATSU DUMPTRUCK | HD785-7 | Active | 441 | 102 | 202
1653 | DT-249 | HD785-7 KOMATSU DUMPTRUCK | HD785-7 | Active | 441 | 102 | 202
1654 | DT-250 | HD785-7 KOMATSU DUMPTRUCK | HD785-7 | Active | 441 | 102 | 202
1655 | DT-251 | HD785-7 KOMATSU DUMPTRUCK | HD785-7 | Active | 441 | 102 | 202
1656 | DT-252 | HD785-7 KOMATSU DUMPTRUCK | HD785-7 | Active | 441 | 102 | 202
1657 | DT-253 | HD785-7 KOMATSU DUMPTRUCK | HD785-7 | Active | 441 | 102 | 202
1658 | DT-254 | HD785-7 KOMATSU DUMPTRUCK | HD785-7 | Active | 441 | 102 | 202
1659 | DT-255 | HD785-7 KOMATSU DUMPTRUCK | HD785-7 | Active | 441 | 102 | 202
1660 | DT-256 | HD785-7 KOMATSU DUMPTRUCK | HD785-7 | Active | 441 | 102 | 202
1661 | DT-257 | HD785-7 KOMATSU DUMPTRUCK | HD785-7 | Active | 441 | 102 | 202
1662 | DT-258 | HD785-7 KOMATSU DUMPTRUCK | HD785-7 | Active | 441 | 102 | 202
1663 | DT-259 | HD785-7 KOMATSU DUMPTRUCK | HD785-7 | Active | 441 | 102 | 202
1664 | DT-260 | HD785-7 KOMATSU DUMPTRUCK | HD785-7 | Active | 441 | 102 | 202
1665 | DT-261 | HD785-7 KOMATSU DUMPTRUCK | HD785-7 | Active | 441 | 102 | 202
1666 | DT-262 | HD785-7 KOMATSU DUMPTRUCK | HD785-7 | Active | 441 | 102 | 202
1667 | DT-263 | HD785-7 KOMATSU DUMPTRUCK | HD785-7 | Active | 441 | 102 | 202
1668 | DT-264 | HD785-7 KOMATSU DUMPTRUCK | HD785-7 | Active | 441 | 102 | 202
1669 | DT-265 | HD785-7 KOMATSU DUMPTRUCK | HD785-7 | Active | 441 | 102 | 202
1670 | DT-266 | HD785-7 KOMATSU DUMPTRUCK | HD785-7 | Active | 441 | 102 | 202
1671 | DT-267 | HD785-7 KOMATSU DUMPTRUCK | HD785-7 | Active | 441 | 102 | 202
1672 | DT-268 | HD785-7 KOMATSU DUMPTRUCK | HD785-7 | Active | 441 | 102 | 202
1673 | DT-269 | HD785-7 KOMATSU DUMPTRUCK | HD785-7 | Active | 441 | 102 | 202
1674 | DT-270 | HD785-7 KOMATSU DUMPTRUCK | HD785-7 | Active | 441 | 102 | 202
1675 | DT-271 | HD785-7 KOMATSU DUMPTRUCK | HD785-7 | Active | 441 | 102 | 202
1676 | DT-272 | HD785-7 KOMATSU DUMPTRUCK | HD785-7 | Active | 441 | 102 | 202
1677 | DT-273 | HD785-7 KOMATSU DUMPTRUCK | HD785-7 | Active | 441 | 102 | 202
1678 | DT-274 | HD785-7 KOMATSU DUMPTRUCK | HD785-7 | Active | 441 | 102 | 202
1679 | DT-275 | HD785-7 KOMATSU DUMPTRUCK | HD785-7 | Active | 441 | 102 | 202
1680 | DT-276 | HD785-7 KOMATSU DUMPTRUCK | HD785-7 | Active | 441 | 102 | 202
1681 | DT-277 | HD785-7 KOMATSU DUMPTRUCK | HD785-7 | Active | 441 | 102 | 202
1682 | DT-278 | HD785-7 KOMATSU DUMPTRUCK | HD785-7 | Active | 441 | 102 | 202
1683 | DT-279 | HD785-7 KOMATSU DUMPTRUCK | HD785-7 | Active | 441 | 102 | 202
1684 | DT-280 | HD785-7 KOMATSU DUMPTRUCK | HD785-7 | Active | 441 | 102 | 202
1685 | DT-281 | HD785-7 KOMATSU DUMPTRUCK | HD785-7 | Active | 441 | 102 | 202
1686 | DT-282 | HD785-7 KOMATSU DUMPTRUCK | HD785-7 | Active | 441 | 102 | 202
1687 | DT-283 | HD785-7 KOMATSU DUMPTRUCK | HD785-7 | Active | 441 | 102 | 202
1688 | DT-284 | HD785-7 KOMATSU DUMPTRUCK | HD785-7 | Active | 441 | 102 | 202
1689 | DT-285 | HD785-7 KOMATSU DUMPTRUCK | HD785-7 | Active | 441 | 102 | 202
1690 | DT-286 | HD785-7 KOMATSU DUMPTRUCK | HD785-7 | Active | 441 | 102 | 202
1691 | DT-287 | HD785-7 KOMATSU DUMPTRUCK | HD785-7 | Active | 441 | 102 | 202
1692 | DT-288 | HD785-7 KOMATSU DUMPTRUCK | HD785-7 | Active | 441 | 102 | 202
1693 | DT-289 | HD785-7 KOMATSU DUMPTRUCK | HD785-7 | Active | 441 | 102 | 202
1694 | DT-290 | HD785-7 KOMATSU DUMPTRUCK | HD785-7 | Active | 441 | 102 | 202
1695 | DT-291 | HD785-7 KOMATSU DUMPTRUCK | HD785-7 | Active | 441 | 102 | 202
1696 | DT-292 | HD785-7 KOMATSU DUMPTRUCK | HD785-7 | Active | 441 | 102 | 202
1697 | DT-293 | HD785-7 KOMATSU DUMPTRUCK | HD785-7 | Active | 441 | 102 | 202
1698 | DT-294 | HD785-7 KOMATSU DUMPTRUCK | HD785-7 | Active | 441 | 102 | 202
1699 | DT-295 | HD785-7 KOMATSU DUMPTRUCK | HD785-7 | Active | 441 | 102 | 202
1700 | DT-296 | HD785-7 KOMATSU DUMPTRUCK | HD785-7 | Active | 441 | 102 | 202
1701 | DT-297 | HD785-7 KOMATSU DUMPTRUCK | HD785-7 | Active | 441 | 102 | 202
1702 | DT-298 | HD785-7 KOMATSU DUMPTRUCK | HD785-7 | Active | 441 | 102 | 202
1703 | DT-299 | HD785-7 KOMATSU DUMPTRUCK | HD785-7 | Active | 441 | 102 | 202
1704 | DT-300 | HD785-7 KOMATSU DUMPTRUCK | HD785-7 | Active | 441 | 102 | 202
1705 | DT-301 | HD785-7 KOMATSU DUMPTRUCK | HD785-7 | Active | 441 | 102 | 202
1706 | DT-302 | HD785-7 KOMATSU DUMPTRUCK | HD785-7 | Active | 441 | 102 | 202
1707 | DT-303 | HD785-7 KOMATSU DUMPTRUCK | HD785-7 | Active | 441 | 102 | 202
1708 | DT-304 | HD785-7 KOMATSU DUMPTRUCK | HD785-7 | Active | 441 | 102 | 202
1709 | DT-305 | HD785-7 KOMATSU DUMPTRUCK | HD785-7 | Active | 441 | 102 | 202
1710 | DT-306 | HD785-7 KOMATSU DUMPTRUCK | HD785-7 | Active | 441 | 102 | 202
1711 | DT-307 | HD785-7 KOMATSU DUMPTRUCK | HD785-7 | Active | 441 | 102 | 202
1712 | DT-308 | HD785-7 KOMATSU DUMPTRUCK | HD785-7 | Active | 441 | 102 | 202
1713 | DT-309 | HD785-7 KOMATSU DUMPTRUCK | HD785-7 | Active | 441 | 102 | 202
1714 | DT-310 | HD785-7 KOMATSU DUMPTRUCK | HD785-7 | Active | 441 | 102 | 202
1715 | DT-311 | HD785-7 KOMATSU DUMPTRUCK | HD785-7 | Active | 441 | 102 | 202
1716 | DT-312 | HD785-7 KOMATSU DUMPTRUCK | HD785-7 | Active | 441 | 102 | 202
1717 | DT-314 | HD785-7 KOMATSU DUMPTRUCK | HD785-7 | Active | 441 | 102 | 202
1718 | DT-315 | HD785-7 KOMATSU DUMPTRUCK | HD785-7 | Active | 441 | 102 | 202
1719 | DT-316 | HD785-7 KOMATSU DUMPTRUCK | HD785-7 | Active | 441 | 102 | 202
1720 | DT-317 | HD785-7 KOMATSU DUMPTRUCK | HD785-7 | Active | 441 | 102 | 202
1721 | DT-318 | HD785-7 KOMATSU DUMPTRUCK | HD785-7 | Active | 441 | 102 | 202
1722 | DT-319 | HD785-7 KOMATSU DUMPTRUCK | HD785-7 | Active | 441 | 102 | 202
1723 | DT-320 | HD785-7 KOMATSU DUMPTRUCK | HD785-7 | Active | 441 | 102 | 202
1724 | DT-321 | HD785-7 KOMATSU DUMPTRUCK | HD785-7 | Active | 441 | 102 | 202
1725 | DT-322 | HD785-7 KOMATSU DUMPTRUCK | HD785-7 | Active | 441 | 102 | 202
1726 | DT-323 | HD785-7 KOMATSU DUMPTRUCK | HD785-7 | Active | 441 | 102 | 202
1727 | DT-324 | HD785-7 KOMATSU DUMPTRUCK | HD785-7 | Active | 441 | 102 | 202
1728 | DT-325 | HD785-7 KOMATSU DUMPTRUCK | HD785-7 | Active | 441 | 102 | 202
1729 | DT-326 | HD785-7 KOMATSU DUMPTRUCK | HD785-7 | Active | 441 | 102 | 202
1730 | DT-327 | HD785-7 KOMATSU DUMPTRUCK | HD785-7 | Active | 441 | 102 | 202
1731 | DT-328 | HD785-7 KOMATSU DUMPTRUCK | HD785-7 | Active | 441 | 102 | 202
1732 | DT-329 | HD785-7 KOMATSU DUMPTRUCK | HD785-7 | Active | 441 | 102 | 202
1733 | DT-330 | HD785-7 KOMATSU DUMPTRUCK | HD785-7 | Active | 441 | 102 | 202
1734 | DT-331 | HD785-7 KOMATSU DUMPTRUCK | HD785-7 | Active | 441 | 102 | 202
1735 | DT-332 | HD785-7 KOMATSU DUMPTRUCK | HD785-7 | Active | 441 | 102 | 202
1736 | DT-333 | HD785-7 KOMATSU DUMPTRUCK | HD785-7 | Active | 441 | 102 | 202
1737 | DT-334 | HD785-7 KOMATSU DUMPTRUCK | HD785-7 | Active | 441 | 102 | 202
1738 | DT-335 | HD785-7 KOMATSU DUMPTRUCK | HD785-7 | Active | 441 | 102 | 202
1739 | DT-336 | HD785-7 KOMATSU DUMPTRUCK | HD785-7 | Active | 441 | 102 | 202
1740 | DT-337 | HD785-7 KOMATSU DUMPTRUCK | HD785-7 | Active | 441 | 102 | 202
1741 | DT-338 | HD785-7 KOMATSU DUMPTRUCK | HD785-7 | Active | 441 | 102 | 202
1742 | DT-339 | HD785-7 KOMATSU DUMPTRUCK | HD785-7 | Active | 441 | 102 | 202
1743 | DT-340 | HD785-7 KOMATSU DUMPTRUCK | HD785-7 | Active | 441 | 102 | 202
1744 | DT-341 | HD785-7 KOMATSU DUMPTRUCK | HD785-7 | Active | 441 | 102 | 202
1745 | DT-342 | HD785-7 KOMATSU DUMPTRUCK | HD785-7 | Active | 441 | 102 | 202
1746 | DT-343 | HD785-7 KOMATSU DUMPTRUCK | HD785-7 | Active | 441 | 102 | 202
1747 | DT-344 | HD785-7 KOMATSU DUMPTRUCK | HD785-7 | Active | 441 | 102 | 202
1748 | DT-345 | HD785-7 KOMATSU DUMPTRUCK | HD785-7 | Active | 441 | 102 | 202
1749 | DT-346 | HD785-7 KOMATSU DUMPTRUCK | HD785-7 | Active | 441 | 102 | 202
1750 | DT-347 | HD785-7 KOMATSU DUMPTRUCK | HD785-7 | Active | 441 | 102 | 202
1751 | DT-348 | HD785-7 KOMATSU DUMPTRUCK | HD785-7 | Active | 441 | 102 | 202
1752 | DT-349 | HD785-7 KOMATSU DUMPTRUCK | HD785-7 | Active | 441 | 102 | 202
1753 | DT-350 | HD785-7 KOMATSU DUMPTRUCK | HD785-7 | Active | 441 | 102 | 202
1754 | DT-351 | HD785-7 KOMATSU DUMPTRUCK | HD785-7 | Active | 441 | 102 | 202
1755 | DT-352 | HD785-7 KOMATSU DUMPTRUCK | HD785-7 | Active | 441 | 102 | 202
1756 | DT-353 | HD785-7 KOMATSU DUMPTRUCK | HD785-7 | Active | 441 | 102 | 202
1757 | DT-354 | HD785-7 KOMATSU DUMPTRUCK | HD785-7 | Active | 441 | 102 | 202
1758 | DT-355 | HD785-7 KOMATSU DUMPTRUCK | HD785-7 | Active | 441 | 102 | 202
1759 | DT-356 | HD785-7 KOMATSU DUMPTRUCK | HD785-7 | Active | 441 | 102 | 202
1760 | DT-357 | HD785-7 KOMATSU DUMPTRUCK | HD785-7 | Active | 441 | 102 | 202
1761 | DT-358 | HD785-7 KOMATSU DUMPTRUCK | HD785-7 | Active | 441 | 102 | 202
1762 | DT-359 | HD785-7 KOMATSU DUMPTRUCK | HD785-7 | Active | 441 | 102 | 202
1763 | DT-360 | HD785-7 KOMATSU DUMPTRUCK | HD785-7 | Active | 441 | 102 | 202
1764 | DT-361 | HD785-7 KOMATSU DUMPTRUCK | HD785-7 | Active | 441 | 102 | 202
1765 | DT-362 | HD785-7 KOMATSU DUMPTRUCK | HD785-7 | Active | 441 | 102 | 202
1766 | DT-363 | HD785-7 KOMATSU DUMPTRUCK | HD785-7 | Active | 441 | 102 | 202
1767 | DT-364 | HD785-7 KOMATSU DUMPTRUCK | HD785-7 | Active | 441 | 102 | 202
1768 | DT-365 | HD785-7 KOMATSU DUMPTRUCK | HD785-7 | Active | 441 | 102 | 202
1769 | DT-366 | HD785-7 KOMATSU DUMPTRUCK | HD785-7 | Active | 441 | 102 | 202
1770 | DT-367 | HD785-7 KOMATSU DUMPTRUCK | HD785-7 | Active | 441 | 102 | 202
1771 | DT-368 | HD785-7 KOMATSU DUMPTRUCK | HD785-7 | Active | 441 | 102 | 202
1772 | DT-369 | HD785-7 KOMATSU DUMPTRUCK | HD785-7 | Active | 441 | 102 | 202
1773 | DT-370 | HD785-7 KOMATSU DUMPTRUCK | HD785-7 | Active | 441 | 102 | 202
1774 | DT-371 | HD785-7 KOMATSU DUMPTRUCK | HD785-7 | Active | 441 | 102 | 202
1775 | DT-372 | HD785-7 KOMATSU DUMPTRUCK | HD785-7 | Active | 441 | 102 | 202
1776 | DT-373 | HD785-7 KOMATSU DUMPTRUCK | HD785-7 | Active | 441 | 102 | 202
1777 | DT-374 | HD785-7 KOMATSU DUMPTRUCK | HD785-7 | Active | 441 | 102 | 202
1778 | DT-375 | HD785-7 KOMATSU DUMPTRUCK | HD785-7 | Active | 441 | 102 | 202
1779 | DT-376 | HD785-7 KOMATSU DUMPTRUCK | HD785-7 | Active | 441 | 102 | 202
1780 | DT-377 | HD785-7 KOMATSU DUMPTRUCK | HD785-7 | Active | 441 | 102 | 202
1781 | DT-378 | HD785-7 KOMATSU DUMPTRUCK | HD785-7 | Active | 441 | 102 | 202
1782 | DT-379 | HD785-7 KOMATSU DUMPTRUCK | HD785-7 | Active | 441 | 102 | 202
1783 | DT-380 | HD785-7 KOMATSU DUMPTRUCK | HD785-7 | Active | 441 | 102 | 202
1784 | DT-381 | HD785-7 KOMATSU DUMPTRUCK | HD785-7 | Active | 441 | 102 | 202
1785 | DT-382 | HD785-7 KOMATSU DUMPTRUCK | HD785-7 | Active | 441 | 102 | 202
1786 | DT-383 | HD785-7 KOMATSU DUMPTRUCK | HD785-7 | Active | 441 | 102 | 202
1787 | DT-384 | HD785-7 KOMATSU DUMPTRUCK | HD785-7 | Active | 441 | 102 | 202
1788 | DT-385 | HD785-7 KOMATSU DUMPTRUCK | HD785-7 | Active | 441 | 102 | 202
1789 | DT-386 | HD785-7 KOMATSU DUMPTRUCK | HD785-7 | Active | 441 | 102 | 202
1790 | DT-387 | HD785-7 KOMATSU DUMPTRUCK | HD785-7 | Active | 441 | 102 | 202
1791 | DT-388 | HD785-7 KOMATSU DUMPTRUCK | HD785-7 | Active | 441 | 102 | 202
1792 | DT-389 | HD785-7 KOMATSU DUMPTRUCK | HD785-7 | Active | 441 | 102 | 202
1793 | DT-390 | HD785-7 KOMATSU DUMPTRUCK | HD785-7 | Active | 441 | 102 | 202
1794 | DT-391 | HD785-7 KOMATSU DUMPTRUCK | HD785-7 | Active | 441 | 102 | 202
1795 | DT-392 | HD785-7 KOMATSU DUMPTRUCK | HD785-7 | Active | 441 | 102 | 202
1796 | DT-393 | HD785-7 KOMATSU DUMPTRUCK | HD785-7 | Active | 441 | 102 | 202
1797 | DT-394 | HD785-7 KOMATSU DUMPTRUCK | HD785-7 | Active | 441 | 102 | 202
1798 | DT-395 | SAA12V140E-3B | HD785-7 | Active | 441 | 102 | 202
1799 | DT-396 | HD785-7 KOMATSU DUMPTRUCK | HD785-7 | Active | 441 | 102 | 202
1800 | DT-397 | HD785-7 KOMATSU DUMPTRUCK | HD785-7 | Active | 441 | 102 | 202
1801 | DT-398 | HD785-7 KOMATSU DUMPTRUCK | HD785-7 | Active | 441 | 102 | 202
1802 | DT-399 | HD785-7 KOMATSU DUMPTRUCK | HD785-7 | Active | 441 | 102 | 202
1803 | DT-400 | HD785-7 KOMATSU DUMPTRUCK | HD785-7 | Active | 441 | 102 | 202
1804 | DT-401 | HD785-7 KOMATSU DUMPTRUCK | HD785-7 | Active | 441 | 102 | 202
1805 | DT-402 | HD785-7 KOMATSU DUMPTRUCK | HD785-7 | Active | 441 | 102 | 202
1806 | DT-403 | HD785-7 KOMATSU DUMPTRUCK | HD785-7 KOMATSU DUMPTRUCK | Active | 441 | 102 | 202
1807 | DT-404 | HD785-7 KOMATSU DUMPTRUCK | HD785-7 | Active | 441 | 102 | 202
1808 | DT-405 | HD785-7 KOMATSU DUMPTRUCK | HD785-7 | Active | 441 | 102 | 202
1809 | DT-406 | HD785-7 KOMATSU DUMPTRUCK | HD785-7 | Active | 441 | 102 | 202
1810 | DT-407 | HD785-7 KOMATSU DUMPTRUCK | HD785-7 | Active | 441 | 102 | 202
1811 | DT-408 | HD785-7 KOMATSU DUMPTRUCK | HD785-7 | Active | 441 | 102 | 202
1812 | DT-409 | HD785-7 KOMATSU DUMPTRUCK | HD785-7 | Active | 441 | 102 | 202
1813 | DT-410 | HD785-7 KOMATSU DUMPTRUCK | HD785-7 | Active | 441 | 102 | 202
1814 | DT-411 | HD785-7 KOMATSU DUMPTRUCK | HD785-7 | Active | 441 | 102 | 202
1815 | DT-412 | HD785-7 KOMATSU DUMPTRUCK | HD785-7 | Active | 441 | 102 | 202
1816 | DT-414 | HD785-7 KOMATSU DUMPTRUCK | HD785-7 | Active | 441 | 102 | 202
1817 | DT-415 | HD785-7 KOMATSU DUMPTRUCK | HD785-7 | Active | 441 | 102 | 202
1818 | DT-416 | HD785-7 KOMATSU DUMPTRUCK | HD785-7 | Active | 441 | 102 | 202
1819 | DT-417 | HD785-7 KOMATSU DUMPTRUCK | HD785-7 | Active | 441 | 102 | 202
1820 | DT-418 | HD785-7 KOMATSU DUMPTRUCK | HD785-7 | Active | 441 | 102 | 202
1821 | DT-419 | HD785-7 KOMATSU DUMPTRUCK | HD785-7 | Active | 441 | 102 | 202
1822 | DT-420 | HD785-7 KOMATSU DUMPTRUCK | HD785-7 | Active | 441 | 102 | 202
1823 | DT-421 | HD785-7 KOMATSU DUMPTRUCK | HD785-7 | Active | 441 | 102 | 202
1824 | DT-422 | HD785-7 KOMATSU DUMPTRUCK | HD785-7 | Active | 441 | 102 | 202
1825 | DT-423 | HD785-7 KOMATSU DUMPTRUCK | HD785-7 | Active | 441 | 102 | 202
1826 | DT-424 | HD785-7 KOMATSU DUMPTRUCK | HD785-7 | Active | 441 | 102 | 202
1827 | DT-425 | HD785-7 KOMATSU DUMPTRUCK | HD785-7 | Active | 441 | 102 | 202
1828 | DT-426 | HD785-7 KOMATSU DUMPTRUCK | HD785-7 | Active | 441 | 102 | 202
1829 | DT-427 | HD785-7 KOMATSU DUMPTRUCK | HD785-7 | Active | 441 | 102 | 202
1830 | DT-428 | HD785-7 KOMATSU DUMPTRUCK | HD785-7 | Active | 441 | 102 | 202
1831 | DT-429 | HD785-7 KOMATSU DUMPTRUCK | HD785-7 | Active | 441 | 102 | 202
1832 | DT-700 | DUMP TRUCK 700 | N/A | Active
1833 | DT-88-01 | DUMP TRUCK (HYUNDAI) |  | Active
1834 | DT-88-02 | DUMP TRUCK (HYUNDAI) |  | Active
1835 | DT-88-03 | DUMP TRUCK (HYUNDAI) |  | Active
1836 | DT-88-04 | DUMP TRUCK (HYUNDAI) |  | Active
1837 | DT-88-05 | DUMP TRUCK (HYUNDAI) |  | Active
1838 | DT-A | HD785-7 KOMATSU DUMPTRUCK | HD785-7 | Active | 441 | 102 | 202
1839 | DT-B | HD785-7 KOMATSU DUMPTRUCK | HD785-7 | Active
1840 | DT-C | HD785-7 KOMATSU DUMPTRUCK | HD785-7 | Active
1841 | DT-D | HD785-7 KOMATSU DUMPTRUCK | HD785-7 | Active
1842 | DT-E | HD785-7 KOMATSU DUMPTRUCK | HD785-7 | Active
1843 | DT-TEST | TESTING | TESTING | Active
1844 | DWO-01 | DAEWOOD | DAEWOOD-NOVUS | Active
1845 | DWO-02 | DAEWOOD | DAEWOOD-NOVUS | Active
1846 | DWO-03 | DAEWOOD | DAEWOOD-NOVUS | Active
1847 | DWO-04 | DAEWOOD | DAEWOOD-NOVUS | Active
1848 | EASTDIKE DISPENSER | DISPENSER |  | Active
1849 | ECP-001 | PANEL, CENTRAL HYDRAULIC | 2NWE02 | Active
1850 | ECP-002 | PANEL, CONTROL SUPER | 2NWE13 | Active
1851 | ECP-003 | PANEL, DISCHARGE | 2NWE04 | Active
1852 | ECP-004 | PANEL, INDICATION | 2UWE01 | Active
1853 | ECP-005 | PANEL, LIGHTING | 2NWE11 | Active
1854 | ECP-006 | PANEL, MAIN | 2NWE01 | Active
1855 | ECP-007 | PANEL, MOTOR 1 | 2LMS15 | Active
1856 | ECP-008 | PANEL, MOTOR 2 | 2LMS12 | Active
1857 | ECP-009 | PANEL, 3 | 2LMS17 | Active
1858 | ECP-010 | PANEL, 4 | 2LMS08 | Active
1859 | ECP-011 | PANEL, 5 | 2NWE05 | Active
1860 | ECP-012 | PANEL, 6 | 2LMS16 | Active
1861 | ECP-013 | PANEL, TRAVEL HOISTING | 2NWE03 | Active
1862 | ECP-014 | PANEL, WHEEL BOOM | 2NWE12 | Active
1863 | ECP-015 | PANEL, CENTRAL HYDRAULIC | 2NWE02 | Active
1864 | ECP-016 | PANEL, CONTROL SUPER | 2NWE13 | Active
1865 | ECP-017 | PANEL, DISCHARGE | 2NWE04 | Active
1866 | ECP-018 | PANEL, INDICATION | 2UWE01 | Active
1867 | ECP-019 | PANEL, LIGHTING | 2NWE11 | Active
1868 | ECP-020 | PANEL, MAIN | 2NWE01 | Active
1869 | ECP-021 | PANEL, MOTOR 1 | 2LMS15 | Active
1870 | ECP-022 | PANEL, MOTOR 2 | 2LMS12 | Active
1871 | ECP-023 | PANEL, 3 | 2LMS17 | Active
1872 | ECP-024 | PANEL, 4 | 2LMS08 | Active
1873 | ECP-025 | PANEL, 5 | 2NWE05 | Active
1874 | ECP-026 | PANEL, 5 | 2LMS16 | Active
1875 | ECP-027 | PANEL, TRAVEL HOISTING | 2NWE03 | Active
1876 | ECP-029 | PANEL, CENTRAL HYDRAULIC | 2NWE02 | Active
1877 | ECP-030 | PANEL, CONTROL SUPER | 2NWE13 | Active
1878 | ECP-031 | PANEL, DISCHARGE | 2NWE04 | Active
1879 | ECP-032 | PANEL, INDICATION | 2UWE01 | Active
1880 | ECP-033 | PANEL, LIGHTING | 2NWE11 | Active
1881 | ECP-034 | PANEL, MAIN | 2NWE01 | Active
1882 | ECP-035 | PANEL, MOTOR 1 | 2LMS15 | Active
1883 | ECP-036 | PANEL, MOTOR 2 | 2LMS12 | Active
1884 | ECP-037 | PANEL, 3 | 2LMS17 | Active
1885 | ECP-038 | PANEL, 4 | 2LMS08 | Active
1886 | ECP-039 | PANEL, 5 | 2NWE05 | Active
1887 | ECP-040 | PANEL, 5 | 2LMS16 | Active
1888 | ECP-041 | PANEL, TRAVEL HOISTING | 2NWE03 | Active
1889 | ECP-042 | PANEL, WHEEL BOOM | 2NWE12 | Active
1890 | ECP-043 | PANEL, CONVEYOR 1 | GGD 03 | Active
1891 | ECP-044 | PANEL, CONVEYOR 2 |  | Active
1892 | ECP-045 | PANEL, CONVEYOR 3 |  | Active
1893 | ECP-046 | PANEL, INVERTER | GGD 01 | Active
1894 | ECP-047 | PANEL, INVERTER | GGD 02 | Active
1895 | ECP-048 | PANEL, MAIN DISTRIBUTION |  | Active
1896 | ECP-049 | PANEL, 30 KW CONTROL |  | Active
1897 | ECP-050 | PANEL, 30 KW CONTROL |  | Active
1898 | ECP-051 | PANEL, 75KW MOTOR |  | Active
1899 | ECP-052 | PANEL, BLOWER |  | Active
1900 | ECP-053 | PANEL, CONVEYOR |  | Active
1901 | ECP-054 | PANEL, CRUSHER | XL-21 | Active
1902 | ECP-055 | PANEL, SCREW CONVEYOR |  | Active
1903 | ECP-056 | PANEL, , 260KW |  | Active
1904 | ECP-057 | PANEL, DRYER CONTROL |  | Active
1905 | ECP-058 | PANEL, MCC 06 |  | Active
1906 | ECP-059 | PANEL, MCC 07 |  | Active
1907 | ECP-060 | PANEL, 1 | 2UPS01 | Active
1908 | ECP-061 | PANEL, 2 |  | Active
1909 | ECP-062 | PANEL, 3 |  | Active
1910 | ECP-063 | PANEL, CLEAN COAL CONVEYOR 2 |  | Active
1911 | ECP-064 | PANEL, CLEAN COAL CONVEYOR 3 |  | Active
1912 | ECP-065 | PANEL, BOARD,(MAIN) |  | Active
1913 | ECP-066 | PANEL, PARNABY 1 OF MM1 |  | Active
1914 | ECP-067 | PANEL, PARNABY 1 OF MM2 |  | Active
1915 | ECP-068 | PANEL, SCRUBBER 1 OF MM1,(SCRB1 MM1) |  | Active
1916 | ECP-069 | PANEL, SCRUBBER 1 OF MM2,(SCRB1 MM2) |  | Active
1917 | ECP-070 | PANEL, SCRUBBER 2 OF MM2 |  | Active
1918 | ECP-071 | PANEL, VIBRATING SCREEN |  | Active
1919 | ECP-072 | PANEL, VIBRATING SCREEN |  | Active
1920 | ECP-073 | PANEL, VIBRATING SCREEN |  | Active
1921 | ECP-074 | PANEL, VIBRATING SCREEN |  | Active
1922 | ECP-075 | PANEL, VIBRATING SCREEN |  | Active
1923 | ECP-076 | PANEL, VIBRATING SCREEN |  | Active
1924 | ECP-077 | PANEL, VIBRATING SCREEN |  | Active
1925 | ECP-078 | PANEL, VIBRATING SCREEN |  | Active
1926 | ECP-079 | PANEL, BOOSTER PUMP |  | Active
1927 | ECP-080 | PANEL, DIRECT CONVEYOR |  | Active
1928 | ECP-081 | PANEL, FLYGHT PUMP BOX |  | Active
1929 | ECP-082 | PANEL, BOARD,(MAIN) |  | Active
1930 | ECP-083 | PANEL, SLURRY PUMP 2 |  | Active
1931 | ECP-084 | PANEL, VIBRATING SCREEN |  | Active
1932 | ECP-085 | PANEL, VIBRATING SCREEN |  | Active
1933 | ECP-086 | PANEL, VIBRATING SCREEN |  | Active
1934 | ECP-087 | PANEL, VIBRATING SCREEN |  | Active
1935 | ECP-088 | PANEL, WASTE CONVEYOR |  | Active
1936 | ECP-089 | PANEL, BOARD,(MAIN) |  | Active
1937 | ECP-090 | PANEL, PRIMARY CYCLONE PUMP 1 |  | Active
1938 | ECP-091 | PANEL, PRIMARY CYCLONE PUMP 2 |  | Active
1939 | ECP-092 | PANEL, SCRUBBER 2 OF MM1 |  | Active
1940 | ECP-093 | PANEL, SECONDARY CYCLONE PUMP 1 |  | Active
1941 | ECP-094 | PANEL, VIBRATING SCREEN |  | Active
1942 | ECP-095 | PANEL, VIBRATING SCREEN |  | Active
1943 | ECP-096 | PANEL, SLURRY PUMP 4 |  | Active
1944 | ECP-097 | PANEL, STACKER CONTROL BOX |  | Active
1945 | ECP-098 | PANEL, CB-1 | VB2 | Active
1946 | ECP-099 | PANEL, CB-2 | AUG 2010 | Active
1947 | ECP-100 | PANEL, CONTROL | 2NMS01 | Active
1948 | ECP-101 | PANEL, COUPLING (BUSBAR 1) | 2LMS01 | Active
1949 | ECP-102 | PANEL, COUPLING (BUSBAR 2) | 2LMS01 | Active
1950 | ECP-103 | PANEL, INCOMING (HOUSING C1) | 2LMS04 | Active
1951 | ECP-104 | PANEL, INCOMING (HOUSING C2) | 2LMS04 | Active
1952 | ECP-105 | PANEL, INSTRUMENT (HOUSING C1) | 2LMS02 | Active
1953 | ECP-106 | PANEL, INSTRUMENT (HOUSING C2) | 2LMS02 | Active
1954 | ECP-107 | PANEL, OUTGOING FEEDER 1 (HOUSING C1) | 2LMS03 | Active
1955 | ECP-108 | PANEL, OUTGOING FEEDER 3 (HOUSING C2) | 2LMS03 | Active
1956 | ECP-109 | PANEL, 34.5KV MVSG |  | Active
1957 | ECP-110 | PANEL, BELT DRIVE SB1 | 2LMS05 | Active
1958 | ECP-111 | PANEL, BUSBAR 1 | 2LMS01 | Active
1959 | ECP-112 | PANEL, BUSBAR 2 | 2LMS01 | Active
1960 | ECP-113 | PANEL, COAL RECLAIMER 1 | 2LMS06 | Active
1961 | ECP-114 | PANEL, COAL STACKER | 2LMS02 | Active
1962 | ECP-115 | PANEL, CRUSHER |  | Active
1963 | ECP-116 | PANEL, FEEDER 1 |  | Active
1964 | ECP-117 | PANEL, FEEDER 2 |  | Active
1965 | ECP-118 | PANEL, FEEDER 3 |  | Active
1966 | ECP-119 | PANEL, FEEDER 4 |  | Active
1967 | ECP-120 | PANEL, FEEDER 5 |  | Active
1968 | ECP-121 | PANEL, INCOMING (MAIN) |  | Active
1969 | ECP-122 | PANEL, INCOMING BB1 | 2LMS03 | Active
1970 | ECP-123 | PANEL, INCOMING BB2 | 2LMS03 | Active
1971 | ECP-124 | PANEL, INSTRUMENT | 2LMS07 | Active
1972 | ECP-125 | PANEL, K4 MOTOR 1 | 2LMS09 | Active
1973 | ECP-126 | PANEL, K4 MOTOR 2 |  | Active
1974 | ECP-127 | PANEL, 1 | 2NMS01 | Active
1975 | ECP-128 | PANEL, 1 | 2UMS01 | Active
1976 | ECP-129 | PANEL, 2 | 2NMS02 | Active
1977 | ECP-130 | PANEL, 2 | 2UMS02 | Active
1978 | ECP-131 | PANEL, 3 | 2NMS03 | Active
1979 | ECP-132 | PANEL, 3 | 2YMS01 | Active
1980 | ECP-133 | PANEL, 4 | 2NMS04 | Active
1981 | ECP-134 | PANEL, 4 | 2VMS01 | Active
1982 | ECP-135 | PANEL, 5 | 2NMS05 | Active
1983 | ECP-136 | PANEL, 5 | 2YMS02 | Active
1984 | ECP-137 | PANEL, 6 | 2NMS06 | Active
1985 | ECP-138 | PANEL, RECLAIMER 2 | 2LMS04 | Active
1986 | ECP-139 | PANEL, SB2 |  | Active
1987 | ECP-140 | SUBSTATION |  | Active
1988 | ECP-141 | PANEL, SB4 (BB1) BOX |  | Active
1989 | ECP-142 | PANEL, SB6 (BB2) BOX |  | Active
1990 | ECP-143 | PANEL, SB7 (BB1) BOX |  | Active
1991 | ECP-144 | PANEL, SUBSTATION K2 | 2LMS04 | Active
1992 | ECP-145 | PANEL, SUBSTATION K3 | 2LMS05 | Active
1993 | ECP-146 | PANEL, 2UMSO2 | 2BA1 TO 2BA4 | Active
1994 | ECP-147 | PANEL, 2UMSO3 | 2K1,2A2, 2A3 | Active
1995 | ECP-148 | PANEL, CONTROL | 2NMS03 | Active
1996 | ECP-149 | PANEL, DISTRIBUTION | 2NMS01 | Active
1997 | ECP-150 | PANEL, FEEDER 1 | 2LMS16 | Active
1998 | ECP-151 | PANEL, FEEDER 2 | 2LMS05 | Active
1999 | ECP-152 | PANEL, FEEDER 3 | 2LMS06 | Active
2000 | ECP-153 | PANEL, FEEDER 4 | 2LMS07 | Active
2001 | ECP-154 | PANEL, FEEDER 5 | 2LMS06 | Active
2002 | ECP-155 | PANEL, FEEDER 6 | 2LMS05 | Active
2003 | ECP-156 | PANEL, FEEDER 7 | 2LMS04 | Active
2004 | ECP-157 | PANEL, FEEDER 8 | 2LMS02 | Active
2005 | ECP-158 | PANEL, FEEDER 9 | 2LMS15 | Active
2006 | ECP-159 | PANEL, INCOMING , 440V | 2NMS02 | Active
2007 | ECP-160 | PANEL, INCOMING ,34.5KV | 2HMS02 | Active
2008 | ECP-161 | PANEL, INCOMING ,4160V | 2LMS03 | Active
2009 | ECP-162 | PANEL, INSTRUMENT | 2LMS04 | Active
2010 | ECP-163 | PANEL, HV , 34.5KV |  | Active
2011 | ECP-164 | PANEL, LV 1 |  | Active
2012 | ECP-165 | PANEL, LV 2 |  | Active
2013 | ECP-166 | PANEL, LV 3 |  | Active
2014 | ECP-167 | PANEL, MV 1, 4160V (INCOMING) |  | Active
2015 | ECP-168 | PANEL, MV 10 |  | Active
2016 | ECP-169 | PANEL, MV 11 |  | Active
2017 | ECP-170 | PANEL, MV 12 |  | Active
2018 | ECP-171 | PANEL, MV 13 |  | Active
2019 | ECP-172 | PANEL, MV 2, 4160V (INCOMING AND TRANSFER SWITCH) |  | Active
2020 | ECP-173 | PANEL, MV 3 |  | Active
2021 | ECP-174 | PANEL, MV 4 |  | Active
2022 | ECP-175 | PANEL, MV 5 |  | Active
2023 | ECP-176 | PANEL, MV 6 |  | Active
2024 | ECP-177 | PANEL, MV 7 |  | Active
2025 | ECP-178 | PANEL, MV 8 |  | Active
2026 | ECP-179 | PANEL, MV 9 |  | Active
2027 | ECP-180 | PANEL, DISTRIBUTION 1, 4160V | 2LMS05 | Active
2028 | ECP-181 | PANEL, DISTRIBUTION 1, 440V | 2NMW02 | Active
2029 | ECP-182 | PANEL, DISTRIBUTION 2, 4160V | 2LMS08 | Active
2030 | ECP-183 | PANEL, DISTRIBUTION 2, 440V | 2NMW01 | Active
2031 | ECP-184 | PANEL, INCOMING 1, 220V |  | Active
2032 | ECP-185 | PANEL, INCOMING 2, 220V |  | Active
2033 | ECP-186 | PANEL, INCOMING , 4160V | 2LMW01 | Active
2034 | ECP-187 | PANEL, INCOMING ,440V | 2NMW03 | Active
2035 | ECP-188 | PANEL, BELT FEEDER,(GRAY VAN) |  | Active
2036 | ECP-189 | PANEL, CRUSHER |  | Active
2037 | ECP-190 | PANEL, INFEED CONVEYOR |  | Active
2038 | ECP-191 | PANEL, 2LSS02 |  | Active
2039 | ECP-192 | PANEL, 2LSS03 |  | Active
2040 | ECP-193 | PANEL, 2NSS01 |  | Active
2041 | ECP-194 | PANEL, 2NSS02 |  | Active
2042 | ECP-195 | PANEL, 2NSS03 |  | Active
2043 | ECP-196 | PANEL, 2VSS01 |  | Active
2044 | ECP-197 | PANEL, 2VSS02 |  | Active
2045 | ECP-198 | PANEL, 2NSS01 |  | Active
2046 | ECP-199 | PANEL, 2NSS02 |  | Active
2047 | ECP-200 | PANEL, 2NSS03 |  | Active
2048 | ECP-201 | PANEL, , 220 |  | Active
2049 | ECP-202 | PANEL, 440 |  | Active
2050 | ECP-203 | PANEL, CONTROL BOX |  | Active
2051 | ECP-204 | PANEL, HVM |  | Active
2052 | ECP-205 | PANEL, INC. |  | Active
2053 | ECP-206 | PANEL, TCB |  | Active
2054 | ECP-207 | PANEL, TRANS. |  | Active
2055 | ECP-208 | PANEL, BWE-2 |  | Active
2056 | ECP-209 | PANEL, BWE-3 |  | Active
2057 | ECP-210 | PANEL, INCOMING 4160V |  | Active
2058 | ECP-211 | PANEL, K1A HEAD MOTOR |  | Active
2059 | ECP-212 | PANEL, K1B REAR MOTOR |  | Active
2060 | ECP-213 | PANEL, CONTROL |  | Active
2061 | ECP-214 | PANEL, DISTRIBUTION |  | Active
2062 | ECP-215 | PANEL, HV MOTOR |  | Active
2063 | ECP-216 | PANEL, K5 SUBSTATION ORANGE |  | Active
2064 | EDAC-01 | ENGINE DRIVEN AIR COMPRESSOR | SULLAIR COMPRESSOR 780RH CUM | Active
2065 | EDAC-02 | ENGINE DRIVEN AIR COMPRESSOR | ATLAS COPCO XRVS476CD | Active
2066 | EDAC-03 | ENGINE DRIVEN AIR COMPRESSOR | SULLAIR COMPRESSOR 200H-CAT IT | Active
2067 | EDAC-04 | ENGINE DRIVEN AIR COMPRESSOR | SULLAIR COMPRESSOR 185DPQ | Active
2068 | EDAC-05 | ENGINE DRIVEN AIR COMPRESSOR | SULLAIR COMPRESSOR 185DPQ | Active
2069 | EDAC-06 | ENGINE DRIVEN AIR COMPRESSOR | SULLAIR COMPRESSOR 225HJD | Active
2070 | EDAC-07 | ENGINE DRIVEN AIR COMPRESSOR | POWERLINK COMPRESSOR DS60-10 | Active
2071 | EDAC-08 | ENGINE DRIVEN AIR COMPRESSOR | POWERLINK COMPRESSOR DS60-10 | Active
2072 | EDAC-09 | ENGINE DRIVEN AIR COMPRESSOR | HANJIN D&B-980CP | Active
2073 | EDAC-10 | ENGINE DRIVEN AIR COMPRESSOR | SULLAIR COMPRESSOR 185DPQ | Active
2074 | EDAC-11 | ENGINE DRIVEN AIR COMPRESSOR | SULLAIR COMPRESSOR 185DPQ | Active
2075 | EDAC-12 | ENGINE DRIVEN AIR COMPRESSOR | POWERLINK COMPRESSOR DS120-10 | Active
2076 | EDAC-14 | SULLAIR COMPRESSOR / 185DPQ |  | Active
2077 | EDG-01 | EMERGENCY DIESEL GENSET STAMFORDCUMMINS 1.2MW |  | Active
2078 | EDG-02 | EMERGENCY DIESEL GENSET CUMMINS 900KW |  | Active
2079 | EDG-03 | EMERGENCY DIESEL GENSET CUMMINS 900KW |  | Active
2080 | EDG-04 | EMERGENCY DIESEL GENSET CUMMINS | KTA50-GCI CUMMINS | Active
2081 | EDG-05 | EMERGENCY DIESEL GENSET CATERPILLAR |  | Active
2082 | EDG-06 | EMERGENCY DIESEL GENSET CATERPILLAR | 500 CATERPILLAR | Active
2083 | EDG-07 | EMERGENCY DIESEL GENSET CUMMINS 900KW (under rep |  | Active
2084 | EDG-08 | EMERGENCY DIESEL GENSET |  | Active
2085 | EDGS-0010 | DENYO GENSET |  | Active
2086 | EDGS-0012 | DENYO GENSET |  | Active
2087 | EDGS-0020 | DENYO GENSET |  | Active
2088 | EDGS-0024 | ENGINE DRIVEN GENERATOR SET |  | Active
2089 | EDGS-0034 | ENGINE DRIVEN GENERATOR SET | CUMMINS C80D6 | Active
2090 | EDGS-0035 | ENGINE DRIVEN GENERATOR SET | CUMMINS C80D6 | Active
2091 | EDGS-0036 | ENGINE DRIVEN GENERATOR SET | DCA-7SPI / DENYO | Active
2092 | EDT-001 | TRANSFORMER, DISTRIBUTION |  | Active
2093 | EDT-002 | TRANSFORMER, DISTRIBUTION |  | Active
2094 | EDT-003 | TRANSFORMER, DISTRIBUTION |  | Active
2095 | EDT-004 | TRANSFORMER, DISTRIBUTION |  | Active
2096 | EDT-005 | TRANSFORMER, DISTRIBUTION |  | Active
2097 | EDT-006 | TRANSFORMER, DISTRIBUTION |  | Active
2098 | EDT-007 | TRANSFORMER, DISTRIBUTION |  | Active
2099 | EDT-008 | TRANSFORMER, DISTRIBUTION |  | Active
2100 | EDT-009 | TRANSFORMER, DISTRIBUTION |  | Active
2101 | EDT-010 | TRANSFORMER, DISTRIBUTION |  | Active
2102 | EDT-011 | TRANSFORMER, DISTRIBUTION |  | Active
2103 | EDT-012 | TRANSFORMER, DISTRIBUTION |  | Active
2104 | EDT-013 | TRANSFORMER, DISTRIBUTION |  | Active
2105 | EDT-014 | TRANSFORMER, DISTRIBUTION |  | Active
2106 | EDT-015 | TRANSFORMER, DISTRIBUTION |  | Active
2107 | EDT-016 | TRANSFORMER, DISTRIBUTION |  | Active
2108 | EDT-017 | TRANSFORMER, DISTRIBUTION |  | Active
2109 | EDT-018 | TRANSFORMER, DISTRIBUTION |  | Active
2110 | EDT-019 | TRANSFORMER, DISTRIBUTION |  | Active
2111 | EDT-020 | TRANSFORMER, DISTRIBUTION |  | Active
2112 | EDT-021 | TRANSFORMER, DISTRIBUTION |  | Active
2113 | EDT-022 | TRANSFORMER, DISTRIBUTION |  | Active
2114 | EDT-023 | TRANSFORMER, DISTRIBUTION |  | Active
2115 | EDT-024 | TRANSFORMER, DISTRIBUTION |  | Active
2116 | EDT-025 | TRANSFORMER, DISTRIBUTION |  | Active
2117 | EDT-026 | TRANSFORMER, DISTRIBUTION |  | Active
2118 | EDT-027 | TRANSFORMER, DISTRIBUTION |  | Active
2119 | EDT-028 | TRANSFORMER, DISTRIBUTION |  | Active
2120 | EDT-029 | TRANSFORMER, DISTRIBUTION |  | Active
2121 | EDT-030 | TRANSFORMER, DISTRIBUTION |  | Active
2122 | EDT-031 | TRANSFORMER, DISTRIBUTION |  | Active
2123 | EDT-032 | TRANSFORMER, DISTRIBUTION |  | Active
2124 | EDT-033 | TRANSFORMER, DISTRIBUTION |  | Active
2125 | EDT-034 | TRANSFORMER, DISTRIBUTION |  | Active
2126 | EDT-035 | TRANSFORMER, DISTRIBUTION |  | Active
2127 | EDT-036 | TRANSFORMER, DISTRIBUTION |  | Active
2128 | EDT-037 | TRANSFORMER, DISTRIBUTION |  | Active
2129 | EDT-038 | TRANSFORMER, DISTRIBUTION |  | Active
2130 | EDT-039 | TRANSFORMER, DISTRIBUTION |  | Active
2131 | EDT-040 | TRANSFORMER, DISTRIBUTION |  | Active
2132 | EDT-041 | TRANSFORMER, DISTRIBUTION |  | Active
2133 | EDT-042 | TRANSFORMER, DISTRIBUTION |  | Active
2134 | EDT-043 | TRANSFORMER, DISTRIBUTION |  | Active
2135 | EDT-044 | TRANSFORMER, DISTRIBUTION |  | Active
2136 | EDT-045 | TRANSFORMER, DISTRIBUTION |  | Active
2137 | EDT-046 | TRANSFORMER, DISTRIBUTION |  | Active
2138 | EDT-047 | TRANSFORMER, DISTRIBUTION |  | Active
2139 | EDT-048 | TRANSFORMER, DISTRIBUTION |  | Active
2140 | EDT-049 | TRANSFORMER, DISTRIBUTION |  | Active
2141 | EDT-050 | TRANSFORMER, DISTRIBUTION |  | Active
2142 | EDT-051 | TRANSFORMER, DISTRIBUTION |  | Active
2143 | EDT-052 | TRANSFORMER, DISTRIBUTION |  | Active
2144 | EDT-053 | TRANSFORMER, DISTRIBUTION |  | Active
2145 | EDT-054 | TRANSFORMER, DISTRIBUTION |  | Active
2146 | EDT-055 | TRANSFORMER, DISTRIBUTION |  | Active
2147 | EDT-056 | TRANSFORMER, DISTRIBUTION |  | Active
2148 | EDT-057 | TRANSFORMER, DISTRIBUTION |  | Active
2149 | EDT-058 | TRANSFORMER, DISTRIBUTION |  | Active
2150 | EDT-059 | TRANSFORMER, DISTRIBUTION |  | Active
2151 | EDT-060 | TRANSFORMER, DISTRIBUTION |  | Active
2152 | EDT-061 | TRANSFORMER, DISTRIBUTION |  | Active
2153 | EDT-062 | TRANSFORMER, DISTRIBUTION |  | Active
2154 | EDT-063 | TRANSFORMER, DISTRIBUTION |  | Active
2155 | EDT-064 | TRANSFORMER, DISTRIBUTION |  | Active
2156 | EDT-065 | TRANSFORMER, DISTRIBUTION |  | Active
2157 | EDT-066 | TRANSFORMER, DISTRIBUTION |  | Active
2158 | EDT-067 | TRANSFORMER, DISTRIBUTION |  | Active
2159 | EDT-068 | TRANSFORMER, DISTRIBUTION |  | Active
2160 | EDT-069 | TRANSFORMER, DISTRIBUTION |  | Active
2161 | EDT-070 | TRANSFORMER, DISTRIBUTION |  | Active
2162 | EDT-071 | TRANSFORMER, DISTRIBUTION |  | Active
2163 | EDT-072 | TRANSFORMER, DISTRIBUTION |  | Active
2164 | EDT-073 | TRANSFORMER, DISTRIBUTION |  | Active
2165 | EDT-074 | TRANSFORMER, DISTRIBUTION |  | Active
2166 | EDT-075 | TRANSFORMER, DISTRIBUTION |  | Active
2167 | EDT-076 | TRANSFORMER, DISTRIBUTION |  | Active
2168 | EDT-077 | TRANSFORMER, DISTRIBUTION |  | Active
2169 | EDT-078 | TRANSFORMER, DISTRIBUTION |  | Active
2170 | EDT-079 | TRANSFORMER, DISTRIBUTION |  | Active
2171 | EDT-080 | TRANSFORMER, DISTRIBUTION |  | Active
2172 | EDT-081 | TRANSFORMER, DISTRIBUTION |  | Active
2173 | EDT-082 | TRANSFORMER, DISTRIBUTION |  | Active
2174 | EDT-083 | TRANSFORMER, DISTRIBUTION |  | Active
2175 | EDT-084 | TRANSFORMER, DISTRIBUTION |  | Active
2176 | EDT-085 | TRANSFORMER, DISTRIBUTION |  | Active
2177 | EDT-086 | TRANSFORMER, DISTRIBUTION |  | Active
2178 | EDT-087 | TRANSFORMER, DISTRIBUTION |  | Active
2179 | EDT-088 | TRANSFORMER, DISTRIBUTION |  | Active
2180 | EDT-089 | TRANSFORMER, DISTRIBUTION |  | Active
2181 | EDT-090 | TRANSFORMER, DISTRIBUTION |  | Active
2182 | EDT-091 | TRANSFORMER, DISTRIBUTION |  | Active
2183 | EDT-092 | TRANSFORMER, DISTRIBUTION |  | Active
2184 | EDT-093 | TRANSFORMER, DISTRIBUTION |  | Active
2185 | EDT-094 | TRANSFORMER, DISTRIBUTION |  | Active
2186 | EDT-095 | TRANSFORMER, DISTRIBUTION |  | Active
2187 | EDT-096 | TRANSFORMER, DISTRIBUTION |  | Active
2188 | EDT-097 | TRANSFORMER, DISTRIBUTION |  | Active
2189 | EDT-098 | TRANSFORMER, DISTRIBUTION |  | Active
2190 | EDT-099 | TRANSFORMER, DISTRIBUTION |  | Active
2191 | EDT-100 | TRANSFORMER, DISTRIBUTION |  | Active
2192 | EDT-101 | TRANSFORMER, DISTRIBUTION |  | Active
2193 | EDT-102 | TRANSFORMER, DISTRIBUTION |  | Active
2194 | EDT-103 | TRANSFORMER, DISTRIBUTION |  | Active | 441 | 102 | 202
2195 | EDT-104 | TRANSFORMER, DISTRIBUTION |  | Active
2196 | EDT-105 | TRANSFORMER, DISTRIBUTION |  | Active
2197 | EDT-106 | TRANSFORMER, DISTRIBUTION |  | Active
2198 | EDT-107 | TRANSFORMER, DISTRIBUTION |  | Active
2199 | EDT-108 | TRANSFORMER, DISTRIBUTION |  | Active
2200 | EDT-109 | TRANSFORMER, DISTRIBUTION |  | Active
2201 | EDT-110 | TRANSFORMER, DISTRIBUTION |  | Active
2202 | EDT-111 | TRANSFORMER, DISTRIBUTION |  | Active
2203 | EDT-112 | TRANSFORMER, DISTRIBUTION |  | Active
2204 | EDT-113 | TRANSFORMER, DISTRIBUTION |  | Active
2205 | EDT-114 | TRANSFORMER, DISTRIBUTION |  | Active
2206 | EDT-115 | TRANSFORMER, DISTRIBUTION |  | Active
2207 | EDT-116 | TRANSFORMER, DISTRIBUTION |  | Active
2208 | EDT-117 | TRANSFORMER, DISTRIBUTION |  | Active
2209 | EDT-118 | TRANSFORMER, DISTRIBUTION |  | Active
2210 | EDT-119 | TRANSFORMER, DISTRIBUTION |  | Active
2211 | EDT-120 | TRANSFORMER, DISTRIBUTION |  | Active
2212 | EDT-121 | TRANSFORMER, DISTRIBUTION |  | Active
2213 | EDT-122 | TRANSFORMER, DISTRIBUTION |  | Active
2214 | EDT-123 | TRANSFORMER, DISTRIBUTION |  | Active
2215 | EDT-124 | TRANSFORMER, DISTRIBUTION |  | Active
2216 | EDT-125 | TRANSFORMER, DISTRIBUTION |  | Active
2217 | EDT-126 | TRANSFORMER, DISTRIBUTION |  | Active
2218 | EDT-127 | TRANSFORMER, DISTRIBUTION |  | Active
2219 | EDT-128 | TRANSFORMER, DISTRIBUTION |  | Active
2220 | EDT-129 | TRANSFORMER, DISTRIBUTION |  | Active
2221 | EDT-130 | TRANSFORMER, DISTRIBUTION |  | Active
2222 | EDT-131 | TRANSFORMER, DISTRIBUTION |  | Active
2223 | EDT-132 | TRANSFORMER, DISTRIBUTION |  | Active
2224 | EDT-133 | TRANSFORMER, DISTRIBUTION |  | Active
2225 | EDT-134 | TRANSFORMER, DISTRIBUTION |  | Active
2226 | EDT-135 | TRANSFORMER, DISTRIBUTION |  | Active
2227 | EDT-136 | TRANSFORMER, DISTRIBUTION |  | Active
2228 | EDT-137 | TRANSFORMER, DISTRIBUTION |  | Active
2229 | EDT-138 | TRANSFORMER, DISTRIBUTION |  | Active
2230 | EDT-139 | TRANSFORMER, DISTRIBUTION |  | Active
2231 | EDT-140 | TRANSFORMER, DISTRIBUTION |  | Active
2232 | EDT-141 | TRANSFORMER, DISTRIBUTION |  | Active
2233 | EDT-142 | TRANSFORMER, DISTRIBUTION |  | Active
2234 | EDT-143 | TRANSFORMER, DISTRIBUTION |  | Active
2235 | EDT-144 | TRANSFORMER, DISTRIBUTION |  | Active
2236 | EDT-145 | TRANSFORMER, DISTRIBUTION |  | Active
2237 | EDT-146 | TRANSFORMER, DISTRIBUTION |  | Active
2238 | EDT-147 | TRANSFORMER, DISTRIBUTION |  | Active
2239 | EDT-148 | TRANSFORMER, DISTRIBUTION |  | Active
2240 | EDT-149 | TRANSFORMER, DISTRIBUTION |  | Active
2241 | EDT-150 | TRANSFORMER, DISTRIBUTION |  | Active
2242 | EDT-151 | TRANSFORMER, DISTRIBUTION |  | Active
2243 | EDT-152 | TRANSFORMER, DISTRIBUTION |  | Active
2244 | EDT-153 | TRANSFORMER, DISTRIBUTION |  | Active
2245 | EDT-154 | TRANSFORMER, DISTRIBUTION |  | Active
2246 | EDT-155 | TRANSFORMER, DISTRIBUTION |  | Active
2247 | EDT-156 | TRANSFORMER, DISTRIBUTION |  | Active
2248 | EDT-157 | TRANSFORMER, DISTRIBUTION |  | Active
2249 | EDT-158 | TRANSFORMER, DISTRIBUTION |  | Active
2250 | EDT-159 | TRANSFORMER, DISTRIBUTION |  | Active
2251 | EDT-160 | TRANSFORMER, DISTRIBUTION |  | Active
2252 | EDT-161 | TRANSFORMER, DISTRIBUTION |  | Active
2253 | EDT-162 | TRANSFORMER, DISTRIBUTION |  | Active
2254 | EDT-163 | TRANSFORMER, DISTRIBUTION |  | Active
2255 | EDT-164 | TRANSFORMER, DISTRIBUTION |  | Active
2256 | EDT-165 | TRANSFORMER, DISTRIBUTION |  | Active
2257 | EDT-166 | TRANSFORMER, DISTRIBUTION |  | Active
2258 | EDT-167 | TRANSFORMER, DISTRIBUTION |  | Active
2259 | EDT-168 | TRANSFORMER, DISTRIBUTION |  | Active
2260 | EDT-169 | TRANSFORMER, DISTRIBUTION |  | Active
2261 | EDT-170 | TRANSFORMER, DISTRIBUTION |  | Active
2262 | EDT-171 | TRANSFORMER, DISTRIBUTION |  | Active
2263 | EDT-172 | TRANSFORMER, DISTRIBUTION |  | Active
2264 | EDT-173 | TRANSFORMER, DISTRIBUTION |  | Active
2265 | EDT-174 | TRANSFORMER, DISTRIBUTION |  | Active
2266 | EDT-175 | TRANSFORMER, DISTRIBUTION |  | Active
2267 | EDT-176 | TRANSFORMER, DISTRIBUTION |  | Active
2268 | EDT-177 | TRANSFORMER, DISTRIBUTION |  | Active
2269 | EDT-178 | TRANSFORMER, DISTRIBUTION |  | Active
2270 | EDT-179 | TRANSFORMER, DISTRIBUTION |  | Active
2271 | EDT-180 | TRANSFORMER, DISTRIBUTION |  | Active
2272 | EDT-181 | TRANSFORMER, DISTRIBUTION |  | Active
2273 | EDT-182 | TRANSFORMER, DISTRIBUTION |  | Active
2274 | EDT-183 | TRANSFORMER, DISTRIBUTION |  | Active
2275 | EDT-184 | TRANSFORMER, DISTRIBUTION |  | Active
2276 | EDT-185 | TRANSFORMER, DISTRIBUTION |  | Active
2277 | EDT-186 | TRANSFORMER, DISTRIBUTION |  | Active
2278 | EDT-187 | TRANSFORMER, DISTRIBUTION |  | Active
2279 | EDT-188 | TRANSFORMER, DISTRIBUTION |  | Active
2280 | EDT-189 | TRANSFORMER, DISTRIBUTION |  | Active
2281 | EDT-190 | TRANSFORMER, DISTRIBUTION |  | Active
2282 | EDT-191 | TRANSFORMER, DISTRIBUTION |  | Active
2283 | EDT-192 | TRANSFORMER, DISTRIBUTION |  | Active
2284 | EDT-193 | TRANSFORMER, DISTRIBUTION |  | Active
2285 | EDT-194 | TRANSFORMER, DISTRIBUTION |  | Active
2286 | EDT-195 | TRANSFORMER, DISTRIBUTION |  | Active
2287 | EDT-196 | TRANSFORMER, DISTRIBUTION |  | Active
2288 | EDT-197 | TRANSFORMER, DISTRIBUTION |  | Active
2289 | EDT-198 | TRANSFORMER, DISTRIBUTION |  | Active
2290 | EDT-199 | TRANSFORMER, DISTRIBUTION |  | Active
2291 | EDT-200 | TRANSFORMER, DISTRIBUTION |  | Active
2292 | EDT-201 | TRANSFORMER, DISTRIBUTION |  | Active
2293 | EDT-202 | TRANSFORMER, DISTRIBUTION |  | Active
2294 | EDT-203 | TRANSFORMER, DISTRIBUTION |  | Active
2295 | EDT-204 | TRANSFORMER, DISTRIBUTION |  | Active
2296 | EDT-205 | TRANSFORMER, DISTRIBUTION |  | Active
2297 | EDT-206 | TRANSFORMER, DISTRIBUTION |  | Active
2298 | EDT-211 | TRANSFORMER, DISTRIBUTION |  | Active
2299 | EDT-212 | TRANSFORMER, DISTRIBUTION |  | Active
2300 | EDT-216 | TRANSFORMER, DISTRIBUTION |  | Active
2301 | EDT-222 | DISTRIBUTION, TRANSFORMER |  | Active
2302 | EDT-223 | DISTRIBUTION, TRANSFORMER |  | Active
2303 | EDT-227 | DISTRIBUTION, TRANSFORMER |  | Active
2304 | EDT-229 | TRANSFORMER, DISTRIBUTION |  | Active
2305 | EDT-230 | TRANSFORMER, DISTRIBUTION |  | Active
2306 | EDT-231 | TRANSFORMER, DISTRIBUTION |  | Active
2307 | EDT-232 | TRANSFORMER, DISTRIBUTION |  | Active
2308 | EDT-233 | DISTRIBUTION, TRANSFORMER |  | Active
2309 | EDT-235 | TRANSFORMER, DISTRIBUTION |  | Active
2310 | EDT-236 | TRANSFORMER, DISTRIBUTION |  | Active
2311 | EDT-237 | TRANSFORMER, DISTRIBUTION |  | Active
2312 | EDT-241 | TRANSFORMER, DISTRIBUTION |  | Active
2313 | EDT-245 | TRANSFORMER, DISTRIBUTION |  | Active
2314 | EDT-247 | TRANSFORMER, DISTRIBUTION |  | Active
2315 | EDT-249 | TRANSFORMER, DISTRIBUTION |  | Active
2316 | EDT-251 | TRANSFORMER, DISTRIBUTION |  | Active
2317 | EDT-252 | TRANSFORMER, DISTRIBUTION |  | Active
2318 | EDT-254 | TRANSFORMER, DISTRIBUTION |  | Active
2319 | EDT-256 | TRANSFORMER, DISTRIBUTION |  | Active
2320 | EDT-260 | TRANSFORMER, DISTRIBUTION |  | Active
2321 | EDT-261 | TRANSFORMER, DISTRIBUTION |  | Active
2322 | EDT-262 | TRANSFORMER, 3PHASE |  | Active
2323 | EDT-263 | TRANSFORMER, DISTRIBUTION |  | Active
2324 | EDT-264 | TRANSFORMER , 3PHASE |  | Active
2325 | EDT-265 | TRANSFORMER, DISTRIBUTION |  | Active
2326 | EDT-303 | TRANSFORMER, DISTRIBUTION |  | Active
2327 | EDT-32 | TRANSFORMER-SINGLE PHASE |  | Active
2328 | EDT-34 | TRANSFORMER, SINGLE PHASE |  | Active
2329 | EDT-44 | TRANSFORMER, DISTRIBUTION |  | Active
2330 | EDT-90 | TRANSFORMER, DISTRIBUTION |  | Active
2331 | EDWM-0023 | DENYO WELDING MACHINE |  | Active
2332 | EDWM-0024 | WELDING MACHINE |  | Active
2333 | EDWM-0032 | WELDING MACHINE |  | Active
2334 | EDWM-0033 | WELDING MACHINE |  | Active
2335 | EDWM-0035 | DENYO WELDING MACHINE |  | Active
2336 | EDWM-0036 | WELDING MACHINE |  | Active
2337 | EDWM-0037 | WELDING MACHINE |  | Active
2338 | EDWM-01 | DENYO WELDING MACHINE |  | Active | 481 | 124 | 219
2339 | EDWM-02 | DENYO WELDING MACHINE |  | Active | 481 | 124 | 219
2340 | EDWM-03 | DENYO WELDING MACHINE |  | Active | 481 | 124 | 219
2341 | EDWM-04 | DENYO WELDING MACHINE |  | Active | 481 | 124 | 219
2342 | EDWM-05 | DENYO WELDING MACHINE |  | Active | 370 | 124 | 219
2343 | EDWM-06 | DENYO WELDING MACHINE |  | Active | 370 | 124 | 219
2344 | EDWM-07 | DENYO WELDING MACHINE |  | Active | 370 | 124 | 219
2345 | EDWM-08 | DENYO WELDING MACHINE |  | Active | 370 | 124 | 219
2346 | EDWM-09 | DENYO WELDING MACHINE |  | Active | 370 | 124 | 219
2347 | EDWM-10 | DENYO WELDING MACH |  | Active
2348 | EDWM-111 | KEMPPI KEMPACT WELDING MACHINE |  | Active
2349 | EDWM-12 | DENYO WELDING MACH |  | Active
2350 | EDWM-14 | DENYO WELDING MACH |  | Active
2351 | EDWM-15 | DENYO WELDING MACH |  | Active
2352 | EDWM-16 | DENYO WELDING MACHINE |  | Active | 591 | 124 | 219
2353 | EDWM-17 | DENYO WELDING MACHINE |  | Active
2354 | EDWM-18 | DENYO WELDING MACHINE |  | Active | 591 | 124 | 219
2355 | EDWM-19 | DENYO WELDING MACHINE |  | Active | 591 | 124 | 219
2356 | EDWM-20 | DENYO WELDING MACHINE |  | Active
2357 | EDWM-21 | DENYO WELDING MACHINE |  | Active
2358 | EDWM-22 | DENYO WELDING MACHINE |  | Active
2359 | EDWM-23 | DENYO WELDING MACHINE |  | Active | 591 | 124 | 219
2360 | EDWM-24 | DENYO WELDING MACHINE |  | Active | 591 | 124 | 219
2361 | EDWM-27 | DENYO WELDING MACHINE |  | Active | 591 | 124 | 219
2362 | EDWM-30 | DENYO WELDING MACHINE |  | Active | 591 | 124 | 219
2363 | EDWM-76 | DENYO WELDING MACHINE |  | Active
2364 | EDWM-77 | DENYO WELDING MACHINE |  | Active
2365 | EDWMC-01 | WELDING MACHINE COMPRESSOR |  | Active | 591 | 124 | 219
2366 | EDWMC-02 | WELDING MACHINE COMPRESSOR |  | Active | 591 | 124 | 219
2367 | EDWMC-03 | POWERLINK SUPER-5 MULTIFUNCTION PORTABLE MACHINE | PEM60M-5T/1 | Active | 591 | 124 | 219
2368 | EDWMC-04 | POWERLINK SUPER-5 MULTIFUNCTION PORTABLE MACHINE | PEM60M-5T/1 | Active | 591 | 124 | 219
2369 | EDWMC-05 | WELDING MACHINE COMPRESSOR |  | Active
2370 | EDWMC-06 | WELDING MACHINE COMPRESSOR |  | Active
2371 | EEQ-01 | ANALAB |  | Active
2372 | EEQ-02 | POTTERY |  | Active
2373 | EEQ-03 | MTSO |  | Active
2374 | EEQ-04 | MOBILE |  | Active
2375 | EEQ-05 | MSD |  | Active
2376 | EEQ-06 | ELECTRICAL |  | Active
2377 | EEQ-07 | MPED/GEO |  | Active
2378 | EEQ-08 | PRODUCT |  | Active
2379 | EEQ-09 | CIVIL WORKS |  | Active
2380 | EEQ-10 | PPD |  | Active
2381 | EEQ-11 | SAFETY |  | Active
2382 | EEQ-12 | SHIPPING |  | Active
2383 | EEQ-13 | ADMIN/MCD |  | Active
2384 | EEQ-14 | SSG/VILLAGE |  | Active
2385 | EG-152 | AMIDA LIGHTING TOWER | LT7080D-4 | Active
2386 | EG-156 | GENSET AMIDA |  | Active
2387 | EG-157 | GENSET AMIDA |  | Active
2388 | EG-183 | AMIDA LIGHTING TOWER |  | Active
2389 | EG-186 | GENSET AMIDA |  | Active
2390 | EG-188 | GENSET AMIDA |  | Active
2391 | EG-193 | GENSET AMIDA |  | Active
2392 | EG-194 | GENSET ALLIGHT -# 01 |  | Active
2393 | EG-195 | GENSET ALLIGHT -# 02 |  | Active
2394 | EG-196 | GENSET ALLIGHT # 03 |  | Active
2395 | EGM-001 | ELECTRIC GENERATOR MOTOR |  | Active
2396 | EGT-156 | TOWER LIGHT EX-DMCI |  | Active
2397 | EGT-157 | TOWER LIGHT EX-DMCI |  | Active
2398 | EGT-193 | TOWER LIGHT EX-DMCI |  | Active
2399 | EJ-01 | EDMO JACK |  | Active
2400 | EJ-02 | EDMO JACK |  | Active
2401 | EJ-03 | EDMO JACK |  | Active
2402 | EJ-04 | EDMO JACK |  | Active
2403 | EJ-05 | EDMO JACK |  | Active
2404 | EJ-06 | EDMO JACK |  | Active
2405 | ELE-AIRCOMP-01 | AIR COMPRESSOR | FX-95 | Active
2406 | ELE-FD-01 | FUEL DISPENSER- PANAMA MOLAVE |  | Active
2407 | ELE-FD-02 | FUEL DISPENSER- LOWER INPIT- MOLAVE |  | Active
2408 | ELE-FD-03 | FUEL DISPENSER- UPPER INPIT- MOLAVE |  | Active
2409 | ELE-FD-04 | FUEL DISPENSER- NARRA |  | Active
2410 | ELE-FL-01 | FLOODLIGHTINGS- MOLAVE DUMP SITE AREA |  | Active
2411 | ELE-FL-02 | FLOODLIGHTINGS- MOLAVE LOADING AREA |  | Active
2412 | ELE-FL-03 | FLOODLIGHTINGS- NARRA LOADING AREA |  | Active
2413 | ELE-FL-04 | FLOODLIGHTINGS- NARRA DUMPSITE AREA |  | Active
2414 | ELE-GEOMOS-001 | GEOMOS-01 |  | Active
2415 | ELE-GEOMOS-002 | GEOMOS-02 |  | Active
2416 | ELE-GEOMOS-003 | GEOMOS-03 |  | Active
2417 | ELE-GEOMOS-01 |  |  | Active
2418 | ELE-GRIZZLY-02 | GRIZZLY-2 ELECTRICAL COMPONENT | N/A | Active
2419 | ELE-GRIZZLY-04 | GRIZZLY-04 |  | Active
2420 | ELE-PITSHOP-01 | NEW MOLAVE PITSHOP |  | Active
2421 | ELE-PITSHOP-02 | NEW NARRA PITSHOP |  | Active
2422 | ELE-SECTION-1 | ELECTRICAL SHOP |  | Active
2423 | ELE-SECTION-2 | COAL LINE AND BUCKET WHEEL EXCAVATOR |  | Active
2424 | ELE-SECTION-3 | ELECTRICAL MINE SUPPORT AND DEWATERING |  | Active
2425 | ELE-TC-01 | COAL TRANSFER LINE 2 SUBSTATION |  | Active
2426 | ELE-TC-02 | COAL TRANSFER LINE 2 SUBSTATION |  | Active
2427 | ELE-TC-03 | COAL TRANSFER LINE 2 SUBSTATION |  | Active
2428 | ELE-TC-A | COAL TRANSFER LINE 2 EXTENSION |  | Active
2429 | ELE-TC-B | COAL TRANSFER LINE 2 EXTENSION |  | Active
2430 | ELE-TSG-01 | TWIN SWITCHGEAR-01 |  | Active
2431 | ELE-TSG-02 | TWIN SWITCHGEAR-02 |  | Active
2432 | EP-067 | TRANSFORMER, POWER |  | Active
2433 | EPP-01 | CWP EASTDIKE PONTOON PUMP |  | Active
2434 | EPT-001 | TRANSFORMER, POWER |  | Active
2435 | EPT-002 | TRANSFORMER, POWER |  | Active
2436 | EPT-003 | TRANSFORMER, POWER |  | Active
2437 | EPT-004 | TRANSFORMER, POWER |  | Active
2438 | EPT-005 | TRANSFORMER, POWER |  | Active
2439 | EPT-006 | TRANSFORMER, POWER |  | Active
2440 | EPT-007 | TRANSFORMER, POWER |  | Active
2441 | EPT-008 | TRANSFORMER, POWER |  | Active
2442 | EPT-009 | TRANSFORMER, POWER |  | Active
2443 | EPT-010 | TRANSFORMER, POWER |  | Active
2444 | EPT-011 | TRANSFORMER, POWER |  | Active
2445 | EPT-012 | TRANSFORMER, POWER |  | Active
2446 | EPT-013 | TRANSFORMER, POWER |  | Active
2447 | EPT-014 | TRANSFORMER, POWER |  | Active
2448 | EPT-015 | TRANSFORMER, POWER |  | Active
2449 | EPT-016 | TRANSFORMER, POWER |  | Active
2450 | EPT-017 | TRANSFORMER, POWER |  | Active
2451 | EPT-018 | TRANSFORMER, POWER |  | Active
2452 | EPT-019 | TRANSFORMER, POWER |  | Active
2453 | EPT-020 | TRANSFORMER, POWER |  | Active
2454 | EPT-021 | TRANSFORMER, POWER |  | Active
2455 | EPT-022 | TRANSFORMER, POWER |  | Active
2456 | EPT-023 | TRANSFORMER, POWER |  | Active
2457 | EPT-024 | TRANSFORMER, POWER |  | Active
2458 | EPT-025 | TRANSFORMER, POWER |  | Active
2459 | EPT-026 | TRANSFORMER, POWER |  | Active
2460 | EPT-027 | TRANSFORMER, POWER |  | Active
2461 | EPT-028 | TRANSFORMER, POWER |  | Active
2462 | EPT-029 | TRANSFORMER, POWER |  | Active
2463 | EPT-030 | TRANSFORMER, POWER |  | Active
2464 | EPT-031 | TRANSFORMER, POWER |  | Active
2465 | EPT-032 | TRANSFORMER, POWER |  | Active
2466 | EPT-033 | TRANSFORMER, POWER |  | Active
2467 | EPT-034 | TRANSFORMER, POWER |  | Active
2468 | EPT-035 | TRANSFORMER, POWER |  | Active
2469 | EPT-036 | TRANSFORMER, POWER |  | Active
2470 | EPT-037 | TRANSFORMER, POWER |  | Active
2471 | EPT-038 | TRANSFORMER, POWER |  | Active
2472 | EPT-039 | TRANSFORMER, POWER |  | Active
2473 | EPT-040 | TRANSFORMER, POWER |  | Active
2474 | EPT-041 | TRANSFORMER, POWER |  | Active
2475 | EPT-042 | TRANSFORMER, POWER |  | Active
2476 | EPT-043 | TRANSFORMER, POWER |  | Active
2477 | EPT-044 | TRANSFORMER, POWER |  | Active
2478 | EPT-045 | TRANSFORMER, POWER |  | Active
2479 | EPT-046 | TRANSFORMER, POWER |  | Active
2480 | EPT-047 | TRANSFORMER, POWER |  | Active
2481 | EPT-048 | TRANSFORMER, POWER |  | Active
2482 | EPT-049 | TRANSFORMER, POWER |  | Active
2483 | EPT-050 | TRANSFORMER, POWER |  | Active
2484 | EPT-051 | TRANSFORMER, POWER |  | Active
2485 | EPT-052 | TRANSFORMER, POWER |  | Active
2486 | EPT-053 | TRANSFORMER, POWER |  | Active
2487 | EPT-054 | TRANSFORMER, POWER |  | Active
2488 | EPT-055 | TRANSFORMER, POWER |  | Active
2489 | EPT-056 | TRANSFORMER, POWER |  | Active
2490 | EPT-057 | TRANSFORMER, POWER |  | Active
2491 | EPT-058 | TRANSFORMER, POWER |  | Active
2492 | EPT-059 | TRANSFORMER, POWER |  | Active
2493 | EPT-060 | TRANSFORMER, POWER |  | Active
2494 | EPT-061 | TRANSFORMER, POWER |  | Active
2495 | EPT-062 | TRANSFORMER, POWER |  | Active
2496 | EPT-063 | TRANSFORMER, POWER |  | Active
2497 | EPT-064 | TRANSFORMER,POWER |  | Active
2498 | EPT-067 | TRANSFORMER, POWER |  | Active
2499 | EPT-120 | TRANSFORMER, POWER |  | Active
2500 | EQ-0000005 | COMMON EQUIPMENT |  | Active
2501 | EQ-0000008 |  |  | Active
2502 | EQ-0000011 |  |  | Active
2503 | EQ-0000014 |  |  | Active
2504 | EQ-0000017 |  |  | Active
2505 | EQ-0000046 |  |  | Active
2506 | EQ-0000048 |  |  | Active
2507 | EQ-0000050 |  |  | Active
2508 | EQ-0000053 | COMMON EQUIPMENT |  | Active
2509 | EQ-0000060 |  |  | Active
2510 | EQ-0000062 |  |  | Active
2511 | EQ-0000063 |  |  | Active
2512 | EQ-0000064 |  |  | Active
2513 | EQ-0000066 | AWT-01 |  | Active
2514 | EQ-0000071 | TANK, DAILY SERVICE (HFO) 1 |  | Active
2515 | EQ-0000072 | CHARGER, BATTERY 110DC |  | Active
2516 | EQ-0000073 | TANK, DAILY SERVICE (HFO 2) |  | Active
2517 | EQ-0000074 | TANK, DAILY SERVICE (HFO) #3 |  | Active
2518 | EQ-0000076 |  |  | Active
2519 | EQ-0000081 | PUMP, LUBE OIL TRANSFER MOTOR |  | Active
2520 | EQ-0000085 |  |  | Active
2521 | EQ-0000088 |  |  | Active
2522 | EQ-0000090 | BOARD, SWITCH (WARTSILA) |  | Active
2523 | EQ-0000091 |  |  | Active
2524 | EQ-0000093 | TANK, VALVE CAGE EXPANSION |  | Active
2525 | EQ-0000094 | TANK, JACKET WATER EXPANSION |  | Active
2526 | EQ-0000095 | MOTOR, OVERHEAD CRANE TRAVEL NORTH |  | Active
2527 | EQ-0000102 |  |  | Active
2528 | EQ-0000103 |  |  | Active
2529 | EQ-0000104 |  |  | Active
2530 | EQ-0000105 |  |  | Active
2531 | EQ-0000106 |  |  | Active
2532 | EQ-0000107 |  |  | Active
2533 | EQ-0000108 |  |  | Active
2534 | EQ-0000112 |  |  | Active
2535 | EQ-0000114 |  |  | Active
2536 | EQ-0000116 |  |  | Active
2537 | EQ-0000117 |  |  | Active
2538 | EQ-0000118 |  |  | Active
2539 | EQ-0000119 |  |  | Active
2540 | EQ-0000120 |  |  | Active
2541 | EQ-0000121 |  |  | Active
2542 | EQ-0000122 |  |  | Active
2543 | EQ-0000127 | MOTOR, PREHEATING |  | Active
2544 | EQ-0000128 | PUMP, PREHEATING |  | Active
2545 | EQ-0000130 | CONTROL ROOM |  | Active
2546 | EQ-0000133 | BUILDING, DIESEL POWER PLANT |  | Active
2547 | EQ-0000138 |  |  | Active
2548 | EQ-0000140 |  |  | Active
2549 | EQ-0000142 |  |  | Active
2550 | EQ-0000143 |  |  | Active
2551 | EQ-0000144 |  |  | Active
2552 | EQ-0000145 |  |  | Active
2553 | EQ-0000147 |  |  | Active
2554 | EQ-0000148 |  |  | Active
2555 | EQ-0000149 |  |  | Active
2556 | EQ-0000151 | SB-3 |  | Active
2557 | EQ-0000152 | RD-01 |  | Active
2558 | EQ-0000154 |  |  | Active
2559 | EQ-0000155 |  |  | Active
2560 | EQ-0000157 |  |  | Active
2561 | EQ-0000158 |  |  | Active
2562 | EQ-0000160 |  |  | Active
2563 | EQ-0000162 |  |  | Active
2564 | EQ-0000163 |  |  | Active
2565 | EQ-0000164 |  |  | Active
2566 | EQ-0000165 |  |  | Active
2567 | EQ-0000166 |  |  | Active
2568 | EQ-0000167 |  |  | Active
2569 | EQ-0000168 |  |  | Active
2570 | EQ-0000169 |  |  | Active
2571 | EQ-0000170 | GEOMOS 01 |  | Active
2572 | EQ-0000171 |  |  | Active
2573 | EQ-0000173 |  |  | Active
2574 | EQ-0000174 | THERMOSTATIC ELEMENT |  | Active
2575 | EQ-0000175 | FILTER, FUEL |  | Active
2576 | EQ-0000176 |  |  | Active
2577 | EQ-0000177 |  |  | Active
2578 | EQ-0000178 |  |  | Active
2579 | EQ-0000179 |  |  | Active
2580 | EQ-0000180 |  |  | Active
2581 | EQ-0000181 |  |  | Active
2582 | EQ-0000182 |  |  | Active
2583 | EQ-0000185 | SEPARATOR, LUBE-OIL | LOPX 707 SFD-34 | Active
2584 | EQ-0000186 | COMPRESSOR, AIR |  | Active
2585 | EQ-0000188 | UNIT, RETURN FUEL |  | Active
2586 | EQ-0000190 |  |  | Active
2587 | EQ-0000192 |  |  | Active
2588 | EQ-0000194 |  |  | Active
2589 | EQ-0000195 |  |  | Active
2590 | EQ-0000196 |  |  | Active
2591 | EQ-0000200 |  |  | Active
2592 | EQ-0000202 |  |  | Active
2593 | EQ-0000205 |  |  | Active
2594 | EQ-0000208 |  |  | Active
2595 | EQ-0000216 | OVERHEAD CRANE |  | Active
2596 | EQ-0000218 |  |  | Active
2597 | EQ-0000219 | COMPRESSOR, ENGINE DRIVEN |  | Active
2598 | EQ-0000222 |  |  | Active
2599 | EQ-0000224 |  |  | Active
2600 | EQ-0000225 |  |  | Active
2601 | EQ-0000226 | CS | 5821 | Active
2602 | EQ-0000232 |  |  | Active
2603 | EQ-0000235 | MAINTENANCE TANK |  | Active
2604 | EQ-0000236 | LFO DAYTANK (WARTSILA) |  | Active
2605 | EQ-0000237 | HFO TRANSFER PUMP 2 |  | Active
2606 | EQ-0000238 |  |  | Active
2607 | EQ-0000239 | HFO BUFFER TANK |  | Active
2608 | EQ-0000240 | EXCITATION FAULT |  | Active
2609 | EQ-0000245 |  |  | Active
2610 | EQ-0000246 |  |  | Active
2611 | EQ-0000247 |  |  | Active
2612 | EQ-0000248 |  |  | Active
2613 | EQ-0000249 |  |  | Active
2614 | EQ-0000250 | INDUCTION MOTOR |  | Active
2615 | EQ-0000252 | MOLAVE BASE |  | Active
2616 | EQ-0000255 |  |  | Active
2617 | EQ-0000256 | TANK, HT EXPANSION |  | Active
2618 | EQ-0000257 | TANK, LT EXPANSION |  | Active
2619 | EQ-0000258 | COOLER, AIR |  | Active
2620 | EQ-0000259 |  |  | Active
2621 | EQ-0000260 |  |  | Active
2622 | EQ-0000261 | HFO STORAGE TANK |  | Active
2623 | EQ-0000263 | WARTSILA ENGINE #3 |  | Active
2624 | EQ-0000264 | POWER AND CONTROL WIRES |  | Active
2625 | EQ-0000265 | CABLE TRAY |  | Active
2626 | EQ-0000266 | SECONDARY PIPE LINE |  | Active
2627 | EQ-0000267 | HT THERMOSTATIC VALVE |  | Active
2628 | EQ-0000268 | 52F1 PANEL (MBE) |  | Active
2629 | EQ-0000269 | 5262 PANEL |  | Active
2630 | EQ-0000270 | 52R PANEL |  | Active
2631 | EQ-0000271 | GT PANEL |  | Active
2632 | EQ-0000272 | 52G1 PANEL |  | Active
2633 | EQ-0000273 | VCS1 PANEL |  | Active
2634 | EQ-0000274 | VCS2 PANEL |  | Active
2635 | EQ-0000275 | SWITCH GEAR (11.4KV) |  | Active
2636 | EQ-0000276 | JACKET WATER PIPING (MBE#2) |  | Active
2637 | EQ-0000277 | WARTSILA ENGINE #2 |  | Active
2638 | EQ-0000278 | SECP |  | Active
2639 | EQ-0000279 | TRANFORMER (1.5MVA) |  | Active
2640 | EQ-0000280 | TRANSFORMER (25MVA) |  | Active
2641 | EQ-0000281 | PMCC PANEL |  | Active
2642 | EQ-0000282 | LUBE-OIL FILTER (MBE#2 |  | Active
2643 | EQ-0000283 | COMPRESSOR, HATLAPA |  | Active
2644 | EQ-0000284 | LINE HEATER (MBE#2) |  | Active
2645 | EQ-0000285 | CRANKCASE EXTRACTOR FAN |  | Active
2646 | EQ-0000286 | HFO BUSRAIL HEATER (MBE#2) |  | Active
2647 | EQ-0000287 | 34.5KV SYNCHRONIZING PANEL |  | Active
2648 | EQ-0000288 | LFO STORAGE TANK |  | Active
2649 | EQ-0000289 | LUBE-OIL THERMOSTATIC VALVE |  | Active
2650 | EQ-0000290 | PRE-HEATER #1 |  | Active
2651 | EQ-0000291 | PRE-HEATER #2 |  | Active
2652 | EQ-0000292 | PRE-HEATER #3 |  | Active
2653 | EQ-0000293 | LUBE-OIL COOLER |  | Active
2654 | EQ-0000294 |  |  | Active
2655 | EQ-0000295 |  |  | Active
2656 | EQ-0000296 | TRANSFORMER, 500KVA |  | Active
2657 | EQ-0000297 | COMPRESSOR, ENGINE DRIVEN SPERRE |  | Active
2658 | EQ-0000298 | TRANSFORMER 75KVA |  | Active
2659 | EQ-0000299 | FILTER, FUEL |  | Active
2660 | EQ-0000300 | MOTOR, ROLL UP |  | Active
2661 | EQ-0000301 | WARTSILA ENGINE 1 | 18V32E | Active
2662 | EQ-0000302 | ROOM, STOCK |  | Active
2663 | EQ-0000303 | HOUSE, PUMP |  | Active
2664 | EQ-0000304 | AREA, AUXILIARY |  | Active
2665 | EQ-0000305 | EQUIPMENT1722 |  | Active
2666 | EQ-0000306 | DT-408 | HD785 | Active
2667 | EQ-0000307 | test | 4545 | Active
2668 | EQP |  |  | Active
2669 | ES-01 (EDMO STAND) | EDMO STAND |  | Active
2670 | ES-02 (EDMO STAND) | EDMO STAND |  | Active
2671 | ES-03 (EDMO STAND) | EDMO STAND |  | Active
2672 | ES-04 (EDMO STAND) | EDMO STAND |  | Active
2673 | EW-118-93 | WELDING MACHINE |  | Active
2674 | EX-02 | RH120E HYDRAULIC EXCAVATOR | RH120E | Active
2675 | EX-03 | RH120E HYDRAULIC EXCAVATOR | RH120E | Active
2676 | EX-04 | RH120E HYDRAULIC EXCAVATOR | RH120E | Active
2677 | EX-07 | RH120E HYDRAULIC EXCAVATOR | RH120E | Active | 441 | 103 | 203
2678 | EX-09 | RH120E HYDRAULIC EXCAVATOR | RH120E | Active | 441 | 103 | 203
2679 | EX-10 | EXCAVATOR | CATERPILLAR 6030 | Active | 441 | 103 | 203
2680 | EX-11 | EXCAVATOR | CATERPILLAR 6030 | Active | 441 | 103 | 203
2681 | EX-12 | EXCAVATOR | CATERPILLAR 6030 | Active | 441 | 103 | 203
2682 | EX-14 | EXCAVATOR | CATERPILLAR 6030 | Active | 441 | 103 | 203
2683 | EX-15 | EXCAVATOR | CATERPILLAR 6030 | Active | 441 | 103 | 203
2684 | EX-16 | EXCAVATOR | CATERPILLAR 6030 | Active | 441 | 103 | 203
2685 | EX-17A | EXCAVATOR | CATERPILLAR 6030 | Active | 441 | 103 | 203
2686 | EX-18A | EXCAVATOR | CATERPILLAR 6030 | Active | 441 | 103 | 203
2687 | EX-19 | EXCAVATOR | CATERPILLAR 6030 | Active | 441 | 103 | 203
2688 | EX-20 | EXCAVATOR | CATERPILLAR 6030 | Active | 441 | 103 | 203
2689 | EX-21 | EXCAVATOR | CATERPILLAR 6030 | Active | 441 | 103 | 203
2690 | EX-22 | EXCAVATOR | CATERPILLAR 6030 | Active | 441 | 103 | 203
2691 | EX-23 | EXCAVATOR | CATERPILLAR 6030 | Active | 441 | 103 | 203
2692 | EX-35 | PC2000-8 HYDRAULIC EXCAVATOR | PC2000-8 | Active | 441 | 103 | 203
2693 | EX-36 | PC2000-8 HYDRAULIC EXCAVATOR | PC2000-8 | Active | 441 | 103 | 203
2694 | EX-37 | PC2000-8 HYDRAULIC EXCAVATOR | PC2000-8 | Active | 441 | 103 | 203
2695 | EX-38 | PC2000-8 HYDRAULIC EXCAVATOR | PC2000-8 | Active | 441 | 103 | 203
2696 | EX-41 | PC1250SP-8R HYDRAULIC EXCAVATOR | PC1250SP-8R | Active | 441 | 103 | 203
2697 | EX-42 | PC1250SP-8R HYDRAULIC EXCAVATOR | PC1250SP-8R | Active | 441 | 103 | 203
2698 | EX-45 | PC3000-6 HYDRAULIC EXCAVATOR | PC3000-6 | Active | 441 | 103 | 203
2699 | EX-46 | PC3000-6 HYDRAULIC EXCAVATOR | PC3000-6 | Active | 441 | 103 | 203
2700 | EX-47 | PC3000-6 HYDRAULIC EXCAVATOR | PC3000-6 | Active | 441 | 103 | 203
2701 | EX-48 | PC3000-6 HYDRAULIC EXCAVATOR | PC3000-6 | Active | 441 | 103 | 203
2702 | EX-49 | PC3000-6 HYDRAULIC EXCAVATOR | PC3000-6 | Active | 441 | 103 | 203
2703 | EX-50 | PC3000-6 HYDRAULIC EXCAVATOR | PC3000-6 | Active | 441 | 103 | 203
2704 | EX-51 | PC3000-6 HYDRAULIC EXCAVATOR | PC3000-6 | Active | 441 | 103 | 203
2705 | EX-52 | PC3000-6 HYDRAULIC EXCAVATOR | PC3000-6 | Active | 441 | 103 | 203
2706 | EX-53 | PC3000-6 HYDRAULIC EXCAVATOR | PC3000-6 | Active | 441 | 103 | 203
2707 | EX-54 | PC3000-6 HYDRAULIC EXCAVATOR | PC3000-6 | Active | 441 | 103 | 203
2708 | EX-55 | PC3000-6 HYDRAULIC EXCAVATOR | PC3000-6 (OCTOBER 24, 2016) | Active | 441 | 103 | 203
2709 | EX-56 | PC3000-6 HYDRAULIC EXCAVATOR | PC3000-6 (07-NOV-16) | Active | 441 | 103 | 203
2710 | EX-57 | PC3000-6 HYDRAULIC EXCAVATOR | PC3000-6 (JULY 2017) | Active | 441 | 103 | 203
2711 | EX-61 | PC2000-8 HYDRAULIC EXCAVATOR | PC2000-8 | Active | 441 | 103 | 203
2712 | EX-62 | PC2000-8 HYDRAULIC EXCAVATOR | PC2000-8 | Active | 441 | 103 | 203
2713 | EX-63 | PC2000-8 HYDRAULIC EXCAVATOR | PC2000-8 | Active | 441 | 103 | 203
2714 | EX-64 | PC2000-8 HYDRAULIC EXCAVATOR | PC2000-8 | Active | 441 | 103 | 203
2715 | EX-65 | PC2000-8 HYDRAULIC EXCAVATOR | PC2000-8 | Active | 441 | 103 | 203
2716 | EX-66 | PC2000-8 HYDRAULIC EXCAVATOR | PC2000-8 | Active | 441 | 103 | 203
2717 | EX-67 | PC2000-8 HYDRAULIC EXCAVATOR | PC2000-8 | Active | 441 | 103 | 203
2718 | EX-68 | PC2000-8 HYDRAULIC EXCAVATOR | PC2000-8 | Active | 441 | 103 | 203
2719 | EX-69 | PC2000-8 HYDRAULIC EXCAVATOR | PC2000-8 | Active | 441 | 103 | 203
2720 | EX-70 | PC2000-8 HYDRAULIC EXCAVATOR | PC2000-8 | Active | 441 | 103 | 203
2721 | EX-71 | PC2000-8 HYDRAULIC EXCAVATOR | PC2000-8 | Active | 441 | 103 | 203
2722 | EXPEDITER |  |  | Active
2723 | FARM TRACTOR-01 | MF470XTRA FARM TRACTOR | MF470XTRA FARM TRACTOR | Active
2724 | FC-01 | FILTER CRUSHER |  | Active
2725 | FCR-01 (HYD SECT.) | FLOOR CRANE 6000 LBS |  | Active
2726 | FF |  |  | Active
2727 | FL |  |  | Active
2728 | FL-02 | FORKLIFT MITSUBISHI |  | Active | 341 | 126 | 220
2729 | FL-03 | FORKLIFT MITSUBISHI |  | Active | 341 | 126 | 220
2730 | FL-04 | FORKLIFT, KOMATSU | FD60-7 | Active | 341 | 126 | 220
2731 | FL-05 | FORKLIFT, KOMATSU |  | Active | 341 | 126 | 220
2732 | FL-06 | FORKLIFT, KOMATSU | FD50 | Active | 341 | 126 | 220
2733 | FL-07 | FORKLIFT, HYESTER |  | Active | 341 | 126 | 220
2734 | FL-08 | FORKLIFT, HYESTER |  | Active | 341 | 126 | 220
2735 | FL-09 | FORKLIFT, KOMATSU |  | Active | 611 | 126 | 220
2736 | FL-10 | FORKLIFT | 8FB10-25PX | Active
2737 | FL-11 |  |  | Active | 341 | 126 | 220
2738 | FL-12 | FORKLIFT |  | Active | 341 | 126 | 220
2739 | FL-14 | ISUZU FORKLIFT |  | Active | 341 | 126 | 220
2740 | FL-15 | FORK LIFT |  | Active | 611 | 126 | 220
2741 | FL-16 | FORKLIFT, KOMATSU |  | Active | 341 | 126 | 220
2742 | FL-17 | FORKLIFT, KOMATSU |  | Active | 341 | 126 | 220
2743 | FL-19 | FORKLIFT, KOMATSU | FD80-10 | Active | 341 | 126 | 220
2744 | FL-20 | FORKLIFT, HYSTER |  | Active | 341 | 126 | 220
2745 | FL-21 | FORKLIFT, HYSTER |  | Active | 341 | 126 | 220
2746 | FL-22 | MITSUBISHI | FD25S | Active | 341 | 126 | 220
2747 | FL-23 | FORK LIFT | FB30CA1-MITSUBISHI | Active | 341 | 126 | 220
2748 | FL-45 | FLYGT PUMP |  | Active
2749 | FL-46 | FLYGT PUMP |  | Active
2750 | FMC PUMP-1 | FMC PUMP-1 | 4DR6 | Active
2751 | FMC PUMP-2 | FMC PUMP-2 | 4DR6 | Active
2752 | FOR REPLA |  |  | Active
2753 | FP | FLASHING PUMP 700 |  | Active
2754 | FT-01 | FUEL AND LUBE TANKER |  | Active
2755 | FT-02 | FUEL AND LUBE TANKER |  | Active
2756 | FT-1 | FIRETRUCK - OSHKOSH |  | Active
2757 | FT-2 | FIRETRUCK - OSHKOSH |  | Active
2758 | FT-3 | FIRETRUCK - OSHKOSH |  | Active
2759 | FT-4 | FIRETRUCK - OSHKOSH |  | Active
2760 | FT-5 | CALACA FIRE TRUCK |  | Active
2761 | FT-6 | FIRE TRUCK |  | Active
2762 | GANTRY-01 | POTTERY-GANTRY |  | Active
2763 | GANTRY-02 | NMWS- GANTRY |  | Active
2764 | GANTRY-03 | GANTRY -MAYFLOWER |  | Active
2765 | GENNIE 01 | MAN LIFTER |  | Active
2766 | GENNIE 02 | MAN LIFTER |  | Active
2767 | GENNIE 03 | MAN LIFTER |  | Active
2768 | GENSET - NARRA | GENSET |  | Active
2769 | GS-1110-7 | GENERATOR SET | DA-6000SS 6KW | Active
2770 | HANGAR TUGCAR | HANGAR TUGCAR |  | Active
2771 | HBM-01 | HORIZONTAL BORING MACHINE #1 | UNION | Active
2772 | HBM-02 | HORIZONTAL BORING MACHINE #2 | TOS VARNSDORF W100A | Active
2773 | HBS-02 | HORIZONTAL BAND SAW #2 | KEMBERLEY BS-250-V | Active
2774 | HCR-01 | GROVE CRANE | RT750 | Active
2775 | HCR-02 | GROVE CRANE | TMS-875C :84706 | Active
2776 | HCR-06 | SANY CRANE | SYM5293JQS | Active | 591 | 108 | 208
2777 | HD-30 | CDR-002 | HD-30 | Active
2778 | HD-90 | HD-90 | HD-90 535 | Active
2779 | HDP-01 | SINGLE COLUMN ADJUSTING PRESS ASSEMBLY HYDRAULIC P | YD-55-20 | Active
2780 | HDP-02 | HORIZONTAL AND VERTICAL HYDRAULIC PRESS |  | Active
2781 | HDP-03 | HYDRAULIC PRESS |  | Active
2782 | HFO STORAGE TANK |  |  | Active
2783 | HJ-01 | HYDRAULIC JACK |  | Active
2784 | HJ-02 | HYDRAULIC JACK |  | Active
2785 | HJ-03 | HYDRAULIC JACK |  | Active
2786 | HJ-04 | HYDRAULIC JACK |  | Active
2787 | HMM-01 | MILLING MACHINE #1 | HECKERT (WMW) | Active
2788 | HOBART-01 | HANGAR BATTERY BOOSTER |  | Active
2789 | HOSE |  |  | Active
2790 | HOSE BUSTED |  |  | Active
2791 | HP-001 | HYDRAULIC PUMPS |  | Active
2792 | HP-002 | HYDRAULIC PUMPS |  | Active
2793 | HP01 | POTTERY HYD PRESS |  | Active
2794 | HP-01 | HYDRAULIC PRESS #1 | WP200E | Active
2795 | HP-02 | HYDRAULIC PRESS #2 | WP100E | Active
2796 | HP-03 | HYDRAULIC PRESS #3 | DURAPAC | Active
2797 | HT-1 | HI-BED (40 TONNER) |  | Active
2798 | HT-2 | HI-BED (40 TONNER) |  | Active
2799 | HT-3 | HI-BED |  | Active
2800 | HT-4 | HI-BED (40 TONNER) |  | Active
2801 | HT-5 | HI-BED (40 TONNER) |  | Active
2802 | HT-6 | HI-BED |  | Active
2803 | HT-7 | HI-BED |  | Active
2804 | HT-8 | HI-BED |  | Active
2805 | HT-9 | HI-BED |  | Active
2806 | HVMM-01 | HORIZONTAL VERTICAL MILLING MACHINE 30INT-415V | HM52G | Active
2807 | INPIT DISPENSER | DISPENSER |  | Active
2808 | IR-01 | INGER SOLL RAND AIR COMPRESSOR | XP185WIR INGERSOLLRAND | Active
2809 | IR-02 | INGER SOLL RAND AIR COMPRESSOR |  | Active
2810 | IRAC-03 | INGERSOLL RAND | R132-160I | Active
2811 | ITEQ-01 | EQUIPMENT |  | Active
2812 | ITRERRUPT INDICATIO |  |  | Active
2813 | JCB-01 | FORKLIFT | JCB 250 | Active
2814 | JCB-02 | FORKLIFT | JCB 540-170 | Active | 611 | 126 | 220
2815 | JCB-03 | FORKLIFT |  | Active | 611 | 126 | 220
2816 | JW-01 - HYD SECT. | JET WASHER |  | Active
2817 | JW-02 - OH SECT. | JET WASHER |  | Active
2818 | K-03 | SUBSTATION |  | Active
2819 | K-04 | SUBSTATION |  | Active
2820 | K-05 | SUBSTATION |  | Active
2821 | K-07 | SUBSTATION |  | Active
2822 | K-1A | CONVEYOR LINE -ALONG PANIAN STOCKPILE | BELT WIDTH = 1400 | Active
2823 | K-1B | CONVEYOR LINE -FROM PANIAN STOCKPILE TO POST 1 | BELT WIDTH = 1400 | Active
2824 | K1B REAR | SUBSTATION |  | Active
2825 | K-1C | CONVEYOR LINE -ALONG PANIAN STOCKPILE | BELT WIDTH = 1200 | Active
2826 | K1-C MOTOR |  |  | Active
2827 | K-1D | CONVEYOR LINE -ALONG PANIAN STOCKPILE | BELT WIDTH = 1200 | Active
2828 | K200-01 | POWER SHOVEL | PC200LC-8 | Active | 441 | 103 | 203
2829 | K200-10 | POWER SHOVEL | PC200LC-8 | Active | 441 | 103 | 203
2830 | K200-11 | POWER SHOVEL | PC200LC-8 | Active | 441 | 103 | 203
2831 | K200-12 | POWER SHOVEL | PC200LC-8 | Active | 441 | 103 | 203
2832 | K200-14 | POWER SHOVEL | PC200LC-8 | Active | 441 | 103 | 203
2833 | K200-15 | POWER SHOVEL | PC200LC-8 | Active | 441 | 103 | 203
2834 | K200-16 | POWER SHOVEL |  | Active | 441 | 103 | 203
2835 | K200-17 | POWER SHOVEL | PC200LC-8 | Active | 441 | 103 | 203
2836 | K200-18 | POWER SHOVEL | PC200LC-8 | Active | 441 | 103 | 203
2837 | K200-19 | POWER SHOVEL | PC200LC-8 | Active | 441 | 103 | 203
2838 | K200-20 | POWER SHOVEL | PC200LC-8MO | Active | 441 | 103 | 203
2839 | K200-21 | POWER SHOVEL | PC200LC-8MO | Active | 441 | 103 | 203
2840 | K200-22 | POWER SHOVEL | PC200LC-8MO | Active | 441 | 103 | 203
2841 | K200-23 | POWER SHOVEL | PC200LC-8 | Active | 441 | 103 | 203
2842 | K200-24 | POWER SHOVEL | PC200LC-8 | Active | 441 | 103 | 203
2843 | K200-25A | POWER SHOVEL | PC200LC-8 | Active | 441 | 103 | 203
2844 | K200-26A | POWER SHOVEL | PC200LC-8 | Active | 441 | 103 | 203
2845 | K200-27A | POWER SHOVEL | PC200LC-8 | Active | 441 | 103 | 203
2846 | K200-28A | POWER SHOVEL | PC200LC-8 | Active | 441 | 103 | 203
2847 | K200-29 | POWER SHOVEL | PC200LC-8 | Active | 441 | 103 | 203
2848 | K200-3 | POWER SHOVEL | PC200LC-8 | Active
2849 | K200-30A | POWER SHOVEL | PC200LC-8 | Active | 441 | 103 | 203
2850 | K200-31A | POWER SHOVEL | PC200LC-8 | Active | 441 | 103 | 203
2851 | K200-32A | POWER SHOVEL | PC200LC-8 | Active | 441 | 103 | 203
2852 | K200-4 | POWER SHOVEL | PC200LC-8 | Active
2853 | K200-5 | POWER SHOVEL | PC200LC-8 | Active
2854 | K200-6 | POWER SHOVEL | PC200LC-8 | Active
2855 | K200-7 | POWER SHOVEL | PC200LC-8 | Active
2856 | K200-8 | POWER SHOVEL | PC200LC-8 | Active
2857 | K200-9 | POWER SHOVEL | PC200LC-8 | Active
2858 | K-2A | CONVEYOR LINE -FROM POST 1 TO AIRPORT | BELT WIDTH = 1400 | Active
2859 | K-2B | CONVEYOR LINE -FROM AIRPORT TO SPRING | BELT WIDTH = 1400 | Active
2860 | K-2C | CONVEYOR LINE -FROM SPRING TO OLD CWP | BELT WIDTH = 1400 | Active
2861 | K3 | SUBSTATION |  | Active
2862 | K-3 |  | BELT WIDTH = 1200 | Active
2863 | K-4 |  | BELT WIDTH = 1200 | Active
2864 | K4 LINE | SUBSTATION |  | Active
2865 | K400-04 | POWER SHOVEL | PC400LC-8R | Active | 441 | 103 | 203
2866 | K400-05 | POWER SHOVEL | PC400LC-8R | Active | 441 | 103 | 203
2867 | K450-01 | POWER SHOVEL | PC450LC-8R | Active | 441 | 103 | 203
2868 | K450-02 | POWER SHOVEL | PC450LC-8R | Active | 441 | 103 | 203
2869 | K450-03 | POWER SHOVEL | PC450LC-8R | Active | 441 | 103 | 203
2870 | K-5 | FROM SB8 HEAD TO K6 REAR | BELT WIDTH = 1200 | Active
2871 | K-6 |  | BELT WIDTH = 1200 | Active
2872 | K-7 | CONVEYOR LINE -LINE FEEDING SHIPLOADER 3 | BELT WIDTH = 1200 | Active
2873 | K-8 | CONVEYOR LINE - SHIPLINE 3 BY-PASS |  | Active
2874 | KE400-01 | GEARBOX- CONVEYOR | KE-400 | Active
2875 | KE400-05 | GEARBOX-CONVEYOR | KE400 | Active
2876 | KE400-09 | GEARBOX- CONVEYOR | KE-400 | Active
2877 | KE400-16 | GEARBOX- CONVEYOR | KE-400 | Active
2878 | KE400-20 | GEARBOX- CONVEYOR | KE-400 | Active
2879 | KE400-22 | GEARBOX- CONVEYOR | KE-400 | Active
2880 | KW-02 | KENWORTH |  | Active
2881 | KW-03 | KENWORTH |  | Active | 441 | 112 | 212
2882 | KW-04 | KENWORTH | C500 BRUTE | Active
2883 | KW-07 | KENWORTH | C500 BRUTE | Active
2884 | KW-10 | KENWORTH | C500 BRUTE | Active
2885 | KW-11 | KENWORTH | C500 BRUTE | Active
2886 | KW-12 | KENWORTH | C500 BRUTE | Active
2887 | KW-14 | KENWORTH | C500 BRUTE | Active
2888 | KW-15 | KENWORTH |  | Active
2889 | KW-16 | KENWORTH |  | Active | 441 | 112 | 212
2890 | KW-17 | KENWORTH | C500 BRUTE | Active | 341 | 111 | 211
2891 | KW-18 | KENWORTH | C500 BRUTE | Active | 341 | 111 | 211
2892 | KWLT-01 | KENWORTH LT |  | Active | 341 | 111 | 211
2893 | KWLT-02 | KENWORTH LT |  | Active | 341 | 111 | 211
2894 | KWLT-03 | KENWORTH LT |  | Active | 341 | 111 | 211
2895 | KWLT-04 | KENWORTH LT |  | Active | 341 | 111 | 211
2896 | KWLT-05 | KENWORTH LT |  | Active
2897 | KWLT-06 | KENWORTH LT |  | Active
2898 | KWLT-07 | KENWORTH LT |  | Active
2899 | KWLT-08 | KENWORTH LT |  | Active
2900 | KWLT-09 | KENWORTH LT |  | Active
2901 | KWLT-10 | KENWORTH LT |  | Active
2902 | LAWN MOWER-01 | GRASS CUTTER |  | Active
2903 | LBM-01 | LINE BORING MACHINE #1 | N/I | Active
2904 | LBM-02 | LINE BORING MACHINE #2 | N/I | Active
2905 | LBM-03 | LINE BORING MACHINE #3 | AUSSIE FLUID POWER (AFP) | Active
2906 | LBM-04 | LINE BORING MACHINE #4 |  | Active
2907 | LBM-05 | LINE BORING MACHINE #5 |  | Active
2908 | LC-02 | SV, LAND CRUISER |  | Active
2909 | LC-03 | SV, LAND CRUISER |  | Active
2910 | LC-04 | SV, LAND CRUISER | HZJ78L | Active
2911 | LC-05 | SV, LAND CRUISER | HZJ78L | Active
2912 | LC-06 | SV, LAND CRUISER | HZJ78L | Active
2913 | LC-07 | LAND CRUISER |  | Active
2914 | LC-08 | SV, LAND CRUISER |  | Active
2915 | LC-09 | SV, LAND CRUISER |  | Active
2916 | LC-10 | SV, LAND CRUISER |  | Active
2917 | LC-11 | SV, LAND CRUISER | HZJ78L | Active
2918 | LC-12 | SV, LAND CRUISER | HZJ78L | Active
2919 | LDC-01 | LUBE DRAIN CART (FUEL) |  | Active
2920 | LDC-02 | LUBE DRAIN CART (COOLANT) |  | Active
2921 | LDC-03 | LUBE DRAIN CART (OIL) |  | Active
2922 | LF-70-01 | RIG, DRILLING ASM 'LF70HQ DRILL SN:2005-81 | BF4L914 | Active | 465 | 121 | 217
2923 | LF-70-02 | RIG, DRILLING ASM 'LF70HQ DRILL SN:2005-86 | BF4L914 | Active | 465 | 121 | 217
2924 | LF-70-03 | RIG, DRILLING ASM 'LF70HQ | 4BTA 3.9-C130 | Active | 465 | 121 | 217
2925 | LF-70-04 | RIG, DRILLING ASM 'LF70HQ | 4BTA 3.9-C130 | Active | 465 | 121 | 217
2926 | LF-70-05 | RIG, DRILLING ASM 'LF70HQ | 4BTA 3.9-C130 | Active | 465 | 121 | 217
2927 | LF-70-06 | RIG, DRILLING ASM 'LF70HQ | 4BTA 3.9-C130 | Active | 465 | 121 | 217
2928 | LF-70-07 | RIG, DRILLING ASH LF70HQ (Ex CDR70-02/LF-70-10) | W1122B-ICD | Active | 465 | 121 | 217
2929 | LF-70-08 | RIG, DRILLING ASM LF70HQ (Ex CDR70-03/LF70-11) | W1122B-ICD | Active | 465 | 121 | 217
2930 | LF-70-09 | RIG, DRILLING ASH LF70HQ (Ex CDR70-04/LF70-12) | W1122B-ICD | Active | 465 | 121 | 217
2931 | LM-01 | LATHE MACHINE #1 | MASCUT MA-33020 | Active
2932 | LM-02 | LATHE MACHINE #2 | SGT51200 | Active
2933 | LM-03 | LATHE MACHINE #3 | NILES (WMW) DP2/S3 | Active
2934 | LM-04 | LATHE MACHINE #4 | PINACHO S90/260 | Active
2935 | LM-05 | LATHE MACHINE #5 | PINACHO SP/250 | Active
2936 | LM-07 | LATHE MACHINE #7 | SE-28160 | Active
2937 | LM-09 | LATHE MACHINE #9 | PINACHO SP/165 | Active
2938 | LM-11 | LATHE MACHINE #11 | PINACHO SP/250 | Active
2939 | LM-14 | LATHE MACHINE #14 | UCIMU SRS-410 | Active
2940 | LM-15 | LATHE MACHINE #15 | MASCUT MA-2560 | Active
2941 | LM-16 | LATHE MACHINE #16 | MASCUT MA-2560 | Active
2942 | LMB-004 | LINE BORING MACHINE |  | Active
2943 | LOOW RIGHT |  |  | Active
2944 | LOW COOL |  |  | Active
2945 | LOW LEFT S |  |  | Active
2946 | LP-01 | LIME PLANT |  | Active
2947 | LT-1 | LOWBED TRAILER | SILVER STREAK (50 TONNER) | Active
2948 | LT-2 | LOWBED TRAILER | SILVER STREAK (100 TONNER) | Active
2949 | LT-3 | LOWBED TRAILER | KING TRAILER (70 TONNER) | Active
2950 | LT-4 | LOWBED TRAILER |  | Active
2951 | M-295 | MOTOR, TRAVEL DRIVE |  | Active
2952 | M-A-02 | MOTOR, INDUCTION |  | Active
2953 | M-A-06 | MOTOR, INDUCTION |  | Active
2954 | M-A-08 | MOTOR, INDUCTION |  | Active
2955 | M-A-09 | MOTOR, INDUCTION |  | Active
2956 | M-A-10 | MOTOR, INDUCTION |  | Active
2957 | M-A-11 | MOTOR, INDUCTION |  | Active
2958 | M-A-12 | MOTOR, INDUCTION |  | Active
2959 | M-A-14 | MOTOR, INDUCTION |  | Active
2960 | M-A-18 | MOTOR, INDUCTION |  | Active
2961 | M-A-24 | MOTOR, INDUCTION |  | Active
2962 | MAN SB-10 | MANDIESEL SERVICE BUS |  | Active
2963 | MAXIMA - BUS | MAXIMA-BUS |  | Active
2964 | MAXIMA - HILUX | MAXIMA HILUX |  | Active
2965 | MAXIMA - TRUCK-1 | MAXIMA BOOM TRUCK | HD65 AAQ-68-22 | Active
2966 | MAXIMA TRUCK-001 | IZUSU DOX424 |  | Active
2967 | MAXIMA-TRUCK-2 | MAXIMA BOOM TRUCK | HD65 AAQ-6929 | Active
2968 | M-B-02 | MOTOR, INDUCTION |  | Active
2969 | M-B-09 | MOTOR, INDUCTION |  | Active
2970 | MB-116-27 | MERCEDES BENZ |  | Active
2971 | MB-116-28 | MERCEDES BENZ |  | Active
2972 | MB-116-29 | MERCEDES BENZ |  | Active
2973 | MB-116-30 | MERCEDES BENZ |  | Active
2974 | MB-116-31 | MERCEDES BENZ |  | Active | 341 | 114 | 214
2975 | M-B-12 | MOTOR, INDUCTION |  | Active
2976 | MB-1210-32 | MERCEDES BENZ |  | Active
2977 | MB-1210-33 | MERCEDES BENZ |  | Active
2978 | MB-1210-34 | MERCEDES BENZ |  | Active
2979 | MB-1210-35 | MERCEDES BENZ |  | Active | 341 | 114 | 214
2980 | MB-1210-36 | MERCEDES BENZ | ATEGO 1317 | Active
2981 | M-B-14 | MOTOR, INDUCTION |  | Active
2982 | MB-154-37 | MERCEDES BENZ ATEGO 1317 | ATEGO 1317 | Active | 370 | 114 | 214
2983 | MB-154-38 | MERCEDES BENZ ATEGO 1317 | ATEGO 1317 | Active
2984 | MB-154-39 | MERCEDES BENZ ATEGO 1317 | ATEGO 1317 | Active
2985 | MB-154-40 | MERCEDES BENZ ATEGO 1317 | ATEGO 1317 | Active | 441 | 114 | 214
2986 | MB-154-41 | MERCEDES BENZ ATEGO 1317 | ATEGO 1317 | Active | 461 | 114 | 214
2987 | MB-154-42 | MERCEDES BENZ ATEGO 1317 | ATEGO 1317 | Active | 465 | 114 | 214
2988 | MB-154-43 | MERCEDES BENZ ATEGO 1317 | ATEGO 1317 | Active | 341 | 114 | 214
2989 | MB-154-44 | MERCEDES BENZ ATEGO 1317 | ATEGO 1317 | Active | 341 | 114 | 214
2990 | MB-154-45 | MERCEDES BENZ ATEGO 1317 | ATEGO 1317 | Active | 465 | 114 | 214
2991 | MB-154-46 | MERCEDES BENZ ATEGO 1317 | ATEGO 1317 | Active | 341 | 114 | 214
2992 | MB-168-47 | MERCEDES BENZ ATEGO 1317 | ATEGO 1317 | Active
2993 | MB-168-48 | MERCEDES BENZ ATEGO 1317 | ATEGO 1317 | Active
2994 | MB-168-49 | MERCEDES BENZ |  | Active | 341 | 114 | 214
2995 | MB-168-50 | MERCEDES BENZ |  | Active | 341 | 114 | 214
2996 | MB-168-51 | MERCEDES BENZ |  | Active | 341 | 114 | 214
2997 | MB-171-52 | MERCEDES BENZ ATEGO 1317 |  | Active | 465 | 114 | 214
2998 | MB-171-53 | MERCEDES BENZ ATEGO 1317 |  | Active | 441 | 114 | 214
2999 | MB-171-54 | MERCEDES BENZ ATEGO 1317 |  | Active | 441 | 114 | 214
3000 | MB-171-55 | MERCEDES BENZ ATEGO 1317 |  | Active
3001 | MB-171-56 | MERCEDES BENZ ATEGO 1317 |  | Active | 341 | 114 | 214
3002 | MB-178-57 | MERCEDES BENZ ATEGO 1317 | ATEGO 1317 | Active | 451 | 114 | 214
3003 | MB-178-58 | MERCEDES BENZ ATEGO 1317 | AREGO 1317 | Active | 441 | 114 | 214
3004 | MB-178-59 | MERCEDES BENZ ATEGO 1317 | AREGO 1317 | Active | 441 | 114 | 214
3005 | MB-178-60 | MERCEDES BENZ ATEGO 1317 | ATEGO 1317 | Active | 341 | 114 | 214
3006 | MB-178-61 | MERCEDES BENZ ATEGO 1317 | ATEGO 1317 | Active | 465 | 114 | 214
3007 | M-B-18 | MOTOR, INDUCTION |  | Active
3008 | MB-193-62 | MERCEDES BENZ ATEGO 1726 | ATEGO 1726 | Active | 441 | 114 | 214
3009 | MB-193-63 | MERCEDES BENZ ATEGO 1726 | ATEGO 1726 | Active | 441 | 114 | 214
3010 | MB-193-64 | MERCEDES BENZ ATEGO 1726 | ATEGO 1726 | Active | 441 | 114 | 214
3011 | MB-193-65 | MERCEDES BENZ ATEGO 1726 | ATEGO 1726 | Active | 441 | 114 | 214
3012 | MB-193-66 | MERCEDES BENZ ATEGO 1726 | ATEGO 1726 | Active | 441 | 114 | 214
3013 | MB-193-67 | MERCEDES BENZ ATEGO 1726 | ATEGO 1726 | Active | 341 | 114 | 214
3014 | MB-193-68 | MERCEDES BENZ ATEGO 1726 | ATEGO 1726 | Active | 341 | 114 | 214
3015 | MB-193-69 | MERCEDES BENZ ATEGO 1726 | ATEGO 1726 | Active | 465 | 114 | 214
3016 | MB-193-70 | MERCEDES BENZ ATEGO 1726 | ATEGO 1726 | Active | 465 | 114 | 214
3017 | MB-193-71 | MERCEDES BENZ ATEGO 1726 | ATEGO 1726 | Active | 370 | 114 | 214
3018 | MB-193-72 | MERCEDES BENZ ATEGO 1726 | ATEGO 1726 | Active
3019 | MB-193-73 | MERCEDES BENZ ATEGO 1726 | ATEGO 1726 | Active
3020 | MB-193-74 | MERCEDES BENZ ATEGO 1726 | ATEGO 1726 | Active
3021 | MB-193-75 | MERCEDES BENZ ATEGO 1726 | ATEGO 1726 | Active
3022 | MB-193-76 | MERCEDES BENZ ATEGO 1726 | ATEGO 1726 | Active
3023 | MB-193-77 | MERCEDES BENZ ATEGO 1726 | ATEGO 1726 | Active | 441 | 114 | 214
3024 | MB-193-78 | MERCEDES BENZ ATEGO 1726 | ATEGO 1726 | Active
3025 | MB-193-79 | MERCEDES BENZ ATEGO 1726 | ATEGO 1726 | Active | 461 | 114 | 214
3026 | MB-193-80 | MERCEDES BENZ ATEGO 1726 | ATEGO 1726 | Active | 341 | 114 | 214
3027 | MB-193-81 | MERCEDES BENZ ATEGO 1726 | ATEGO 1726 | Active | 341 | 114 | 214
3028 | M-B-20 | MOTOR, INDUCTION |  | Active
3029 | M-B-21 | MOTOR, INDUCTION |  | Active
3030 | M-B-22 | MOTOR, INDUCTION |  | Active
3031 | M-B-23 | MOTOR, INDUCTION |  | Active
3032 | M-B-25 | MOTOR, INDUCTION |  | Active
3033 | M-B-27 | MOTOR, INDUCTION |  | Active
3034 | M-B-31 | MOTOR, INDUCTION |  | Active
3035 | M-B-33 | MOTOR, INDUCTION |  | Active
3036 | M-B-35 | MOTOR, INDUCTION |  | Active
3037 | M-B-39 | MOTOR, INDUCTION |  | Active
3038 | M-B-40 | MOTOR, INDUCTION |  | Active
3039 | M-B-41 | MOTOR, INDUCTION |  | Active
3040 | MB-412-05 | MERCEDES BENZ |  | Active
3041 | MB-412-06 | MERCEDES BENZ |  | Active
3042 | MB-412-07 | MERCEDES BENZ |  | Active
3043 | MB-412-08 | MERCEDES BENZ |  | Active
3044 | MB-412-09 | MERCEDES BENZ |  | Active
3045 | MB-412-10 | MERCEDES BENZ |  | Active
3046 | M-B-42 | MOTOR, INDUCTION |  | Active
3047 | M-B-43 | MOTOR, INDUCTION |  | Active
3048 | M-B-44 | MOTOR, INDUCTION |  | Active
3049 | MB-902-11 | MERCEDES BENZ |  | Active
3050 | MB-902-12 | MERCEDES BENZ |  | Active
3051 | MB-902-13 | MERCEDES BENZ |  | Active
3052 | MB-902-14 | MERCEDES BENZ |  | Active
3053 | MB-902-15 | MERCEDES BENZ |  | Active | 341 | 114 | 214
3054 | MB-902-16 | MERCEDES BENZ |  | Active
3055 | MB-902-17 | MERCEDES BENZ |  | Active
3056 | MB-902-18 | MERCEDES BENZ |  | Active
3057 | MB-902-19 | MERCEDES BENZ |  | Active
3058 | MB-902-20 | MERCEDES BENZ |  | Active
3059 | MB-902-21 | MERCEDES BENZ |  | Active
3060 | MB-902-22 | MERCEDES BENZ |  | Active
3061 | MB-902-23 | MERCEDES BENZ |  | Active
3062 | MB-902-24 | MERCEDES BENZ |  | Active
3063 | MB-902-25 | MERCEDES BENZ |  | Active
3064 | MB-902-26 | MERCEDES BENZ |  | Active
3065 | MBH-35 | POWER SHOVEL | PC 200 LC-8 | Active
3066 | MBH-36 | POWER SHOVEL | PC 200 LC-8 | Active
3067 | MBH-40 | POWER SHOVEL | PC 200 LC-8 | Active
3068 | MBH-43 | POWER SHOVEL | PC 200 LC-8 | Active
3069 | M-BT-01 | MOTOR, INDUCTION |  | Active
3070 | M-BT-02 | MOTOR, INDUCTION |  | Active
3071 | M-C-01 | INDUCTION MOTOR |  | Active
3072 | MC-21 | MOTORCYCLE | TMX 155 | Active
3073 | MCC-01 | MOTOR CONTROL CENTER |  | Active
3074 | MCC-03 | MOTOR CONTROL CENTER |  | Active
3075 | M-CM-01 | MOTOR, INDUCTION |  | Active
3076 | M-CM-03 | MOTOR, INDUCTION |  | Active
3077 | M-CM-04 | MOTOR, INDUCTION |  | Active
3078 | M-CM-05 | MOTOR, INDUCTION |  | Active
3079 | M-CMB-01 | MOTOR, INDUCTION |  | Active
3080 | M-CMB-02 | MOTOR, INDUCTION |  | Active
3081 | M-CMB-03 | INDUCTION MOTOR |  | Active
3082 | M-CMB-04 | MOTOR, INDUCTION |  | Active
3083 | M-CMC-01 | MOTOR, INDUCTION |  | Active
3084 | M-CMC-02 | MOTOR, INDUCTION |  | Active
3085 | M-CMC-03 | MOTOR, INDUCTION |  | Active
3086 | M-CMC-05 | MOTOR, INDUCTION |  | Active
3087 | M-CMC-07 | MOTOR, INDUCTION |  | Active
3088 | M-CMH-01 | MOTOR, INDUCTION |  | Active
3089 | M-CMH-03 | MOTOR, INDUCTION |  | Active
3090 | M-CMY-01 | MOTOR, INDUCTION |  | Active
3091 | M-CMY-02 | MOTOR, INDUCTION |  | Active
3092 | MCR-01 | LINKBELT CRANE |  | Active
3093 | MCR-02 | LINKBELT CRANE |  | Active
3094 | MCR-03 | AMERICAN CRANE | MDL:9280 150 TONNERS A-CRANE | Active
3095 | MCR-04 | MANITOWOC CRANE | MANITOWOC 4000W | Active
3096 | MCR-05 | SUMITOMO CRANE |  | Active | 591 | 108 | 208
3097 | MCR-06 | LIEBHERR CRANE | HS 885HD | Active | 441 | 108 | 208
3098 | MCR-07 | LIEBHERR CRANE | HS 885HD | Active | 441 | 108 | 208
3099 | MCR-07 SANY | SANY CRANE | SANY-SCC500E-50 TON | Active
3100 | MCR-08 | LIEBHERR CRANE | HS 895HD | Active | 441 | 108 | 208
3101 | MCR-08 SANY | SANY CRANE | SANY-SCC500E-50 TON | Active
3102 | MCR-09 | LIEBHERR CRANE | HS 885HD | Active | 441 | 108 | 208
3103 | MCR-10 | LIEBHERR CRANE | HS 885HD | Active | 441 | 108 | 208
3104 | MCR-10 MANITOWOC | MANITOWOC CRANE | 4000W VICON | Active
3105 | MCR-11 | LIEBHERR CRANE | HS 885HD | Active | 441 | 108 | 208
3106 | MCR-12 | LIEBHERR CRANE | HS 885HD | Active | 441 | 108 | 208
3107 | MCR-14 | LIEBHERR CRANE | HS 885HD | Active | 441 | 108 | 208
3108 | MCR-169 | LIEBHERR CRANE | HS 885HD | Active | 591 | 108 | 208
3109 | MCR-895 | MECHANICAL CRANE | HS 895HD | Active | 591 | 108 | 208
3110 | M-D-01 | MOTOR, INDUCTION |  | Active
3111 | MDB-01 | MANDIESEL SERVICE BUS | MAN CLA 18.220 | Active | 521 | 115 | 223
3112 | MDB-02 | MANDIESEL SERVICE BUS | MAN CLA 18.220 | Active | 521 | 115 | 223
3113 | MDB-03 | MANDIESEL SERVICE BUS | MAN CLA 18.220 | Active | 521 | 115 | 223
3114 | MDB-04 | MANDIESEL SERVICE BUS | MAN CLA 18.220 | Active | 521 | 115 | 223
3115 | MDT-006 | MINI DUMPTRUCK |  | Active
3116 | MDT-007 | MINI DUMPTRUCK |  | Active
3117 | MDT-1 | DT - JAC |  | Active
3118 | MDT-169-01 | MANDIESEL TRUCK | TGS 41.440 MANDIESEL | Active | 591 | 102 | 202
3119 | MDT-169-02 | MANDIESEL TRUCK | TGS 41.440 MANDIESEL | Active | 591 | 102 | 202
3120 | MDT-169-03 | MANDIESEL TRUCK | TGS 41.440 MANDIESEL | Active | 591 | 102 | 202
3121 | MDT-169-04 | MANDIESEL TRUCK | TGS 41.440 MANDIESEL | Active | 591 | 102 | 202
3122 | MDT-169-05 | MANDIESEL TRUCK | TGS 41.440 MANDIESEL | Active | 591 | 102 | 202
3123 | MDT-218 | DMCI MINI DUMP TRUCK | DMCI | Active
3124 | MDT-3 | DT - JAC | CY4100Q | Active | 591 | 102 | 202
3125 | MDT-4 | DT - JAC | CY4100Q | Active | 591 | 102 | 202
3126 | MDT-5 | DT - JAC | CY4100Q | Active | 591 | 102 | 202
3127 | MDT-6 | DT - JAC | CY4100Q | Active | 591 | 102 | 202
3128 | M-E-02 | MOTOR, INDUCTION |  | Active
3129 | M-E-03 | MOTOR, INDUCTION |  | Active
3130 | M-F-01 | MOTOR, INDUCTION |  | Active
3131 | M-F-02 | MOTOR, INDUCTION |  | Active
3132 | M-F-03 | MOTOR, INDUCTION |  | Active
3133 | M-F-04 | MOTOR, INDUCTION |  | Active
3134 | M-F-05 | MOTOR, INDUCTION |  | Active
3135 | M-F-06 | MOTOR, INDUCTION |  | Active
3136 | M-F-07 | MOTOR, INDUCTION |  | Active
3137 | M-F-08 | MOTOR, INDUCTION |  | Active
3138 | M-F-09 | MOTOR, INDUCTION |  | Active
3139 | M-F-10 | MOTOR, INDUCTION |  | Active
3140 | M-F-11 | MOTOR, INDUCTION |  | Active
3141 | M-F-12 | MOTOR, INDUCTION |  | Active
3142 | M-F-13 | MOTOR, INDUCTION |  | Active
3143 | M-F-14 | MOTOR, INDUCTION |  | Active
3144 | M-F-15 | MOTOR, INDUCTION |  | Active
3145 | M-F-16 | MOTOR, INDUCTION |  | Active
3146 | M-F-17 | MOTOR, INDUCTION |  | Active
3147 | M-F-18 | MOTOR, INDUCTION |  | Active
3148 | M-G-01 | MOTOR, INDUCTION |  | Active
3149 | MG-01 | MOTOR GRADER |  | Active
3150 | MG-02 | MOTOR GRADER |  | Active | 591 | 107 | 207
3151 | M-G-05 | MOTOR, INDUCTION |  | Active
3152 | M-G-06 | MOTOR, INDUCTION |  | Active
3153 | M-G-07 | MOTOR, INDUCTION |  | Active
3154 | M-G-08 | MOTOR, INDUCTION |  | Active
3155 | M-G-09 | MOTOR, INDUCTION |  | Active
3156 | M-G-10 | MOTOR, INDUCTION |  | Active
3157 | M-G-12 | MOTOR, INDUCTION |  | Active
3158 | M-G-13 | MOTOR, INDUCTION |  | Active
3159 | M-G-15 | MOTOR, INDUCTION |  | Active
3160 | M-G-16 | MOTOR, INDUCTION |  | Active
3161 | M-G-17 | MOTOR, INDUCTION |  | Active
3162 | MG-17 | GD825A-2 KOMATSU MOTORGRADER | GD825A-2 | Active | 441 | 107 | 207
3163 | MG-18 | GD825A-2 KOMATSU MOTORGRADER | GD825A-2 | Active | 441 | 107 | 207
3164 | MG-19 | GD825A-2 KOMATSU MOTORGRADER | GD825A-2 | Active | 441 | 107 | 207
3165 | M-G-20 | MOTOR, INDUCTION |  | Active
3166 | MG-20 | GD825A-2 KOMATSU MOTORGRADER | GD825A-2 | Active | 441 | 107 | 207
3167 | MG-21 | GD825A-2 KOMATSU MOTORGRADER | GD825A-2 | Active | 441 | 107 | 207
3168 | M-G-22 | MOTOR, INDUCTION |  | Active
3169 | MG-22 | GD825A-2 KOMATSU MOTORGRADER | GD825A-2 | Active | 441 | 107 | 207
3170 | M-G-23 | MOTOR, INDUCTION |  | Active
3171 | MG-23 | GD825A-2 KOMATSU MOTORGRADER | GD825A-2 | Active | 441 | 107 | 207
3172 | MG-24 | GD825A-2 KOMATSU MOTORGRADER | GD825A-2 | Active | 441 | 107 | 207
3173 | MG-25 | GD825A-2 KOMATSU MOTORGRADER | GD825A-2 | Active | 441 | 107 | 207
3174 | MG-26 | GD825A-2 KOMATSU MOTORGRADER | GD825A-2 | Active | 441 | 107 | 207
3175 | MG-27 | GD825A-2 KOMATSU MOTORGRADER | GD825A-2 | Active | 441 | 107 | 207
3176 | MG-28 | GD825A-2 KOMATSU MOTORGRADER | GD825A-2 | Active | 441 | 107 | 207
3177 | MG-29 | GD825A-2 KOMATSU MOTORGRADER | GD825A-2 | Active | 441 | 107 | 207
3178 | M-G-3 | MOTOR, INDUCTION |  | Active
3179 | MG-30 | GD825A-2 KOMATSU MOTOR GRADER | GD825A-2 | Active | 441 | 107 | 207
3180 | MG-31 | GD825A-2 KOMATSU MOTOR GRADER | GD825A-02 | Active | 441 | 107 | 207
3181 | M-GL-01 | MOTOR, INDUCTION |  | Active
3182 | M-GL-02 | MOTOR, INDUCTION |  | Active
3183 | M-GL-03 | MOTOR, INDUCTION |  | Active
3184 | M-GL-04 | MOTOR, INDUCTION |  | Active
3185 | M-GT-01 | MOTOR, INDUCTION |  | Active
3186 | M-GT-02 | MOTOR, INDUCTION |  | Active
3187 | M-GT-03 | MOTOR, INDUCTION |  | Active
3188 | M-GT-04 | MOTOR, INDUCTION |  | Active
3189 | M-GT-05 | MOTOR, INDUCTION |  | Active
3190 | M-GT-06 | MOTOR, INDUCTION |  | Active
3191 | M-GT-07 | MOTOR, INDUCTION |  | Active
3192 | M-GT-08 | MOTOR, INDUCTION |  | Active
3193 | M-GT-09 | MOTOR, INDUCTION |  | Active
3194 | M-GT-10 | MOTOR, INDUCTION |  | Active
3195 | M-GT-11 | MOTOR, INDUCTION |  | Active
3196 | M-GT-12 | MOTOR, INDUCTION |  | Active
3197 | M-GT-13 | MOTOR, INDUCTION |  | Active
3198 | M-GT-14 | MOTOR, INDUCTION |  | Active
3199 | M-GT-15 | MOTOR, INDUCTION |  | Active
3200 | M-GT-16 | MOTOR, INDUCTION |  | Active
3201 | M-GT-17 | MOTOR, INDUCTION |  | Active
3202 | M-GT-18 | MOTOR, INDUCTION |  | Active
3203 | M-GT-19 | MOTOR, INDUCTION |  | Active
3204 | M-GT-49 | MOTOR, INDUCTION |  | Active
3205 | M-H-11 | MOTOR, INDUCTION |  | Active
3206 | M-H-24 | MOTOR, INDUCTION |  | Active
3207 | M-HT-17 | MOTOR, INDUCTION |  | Active
3208 | M-I-01 | MOTOR, INDUCTION |  | Active
3209 | M-I-02 | MOTOR, INDUCTION |  | Active
3210 | M-I-04 | MOTOR, INDUCTION |  | Active
3211 | M-I-05 | MOTOR, INDUCTION |  | Active
3212 | M-I-07 | MOTOR, INDUCTION |  | Active
3213 | M-I-09 | MOTOR, INDUCTION |  | Active
3214 | M-I-11 | MOTOR, INDUCTION |  | Active
3215 | M-I-13 | MOTOR, INDUCTION |  | Active
3216 | M-I-5A | MOTOR, INDUCTION |  | Active
3217 | MITC-09 | MIT. CANTER 4WD |  | Active | 383 | 113 | 213
3218 | MITC-10 | MIT. CANTER 4WD |  | Active | 471 | 113 | 213
3219 | MITC-11 | MIT. CANTER 4WD |  | Active | 465 | 113 | 213
3220 | MITC-12 | MIT. CANTER 4WD | FG83P E6SLDJA | Active | 370 | 113 | 213
3221 | MITC-14 | MIT. CANTER 4WD | FG83P E6SLDJA | Active | 471 | 113 | 213
3222 | MITC-15 | MIT. CANTER 4WD | FG83P E6SLDJA | Active | 524 | 113 | 213
3223 | MITC-16 | MIT. CANTER 4WD | FG83P E6SLDJA | Active | 451 | 113 | 213
3224 | MITC-17 | MIT. CANTER 4WD | FG83P E6SLDJA | Active | 521 | 113 | 213
3225 | MITC-18 | MIT. CANTER FE85 |  | Active | 521 | 113 | 213
3226 | MITC-19 | MIT. CANTER FE85 |  | Active | 591 | 113 | 213
3227 | MITC-20 | MIT. CANTER FE85 |  | Active | 521 | 113 | 213
3228 | M-J-01 | MOTOR, INDUCTION |  | Active
3229 | M-J-02 | MOTOR, INDUCTION |  | Active
3230 | M-J-03 | MOTOR, INDUCTION |  | Active
3231 | M-J-04 | MOTOR, INDUCTION |  | Active
3232 | M-J-05 | MOTOR, INDUCTION |  | Active
3233 | M-J-06 | MOTOR, INDUCTION |  | Active
3234 | M-J-07 | MOTOR, INDUCTION |  | Active
3235 | M-J-08 | MOTOR, INDUCTION |  | Active
3236 | M-J-09 | MOTOR, INDUCTION |  | Active
3237 | M-J-10 | MOTOR, INDUCTION |  | Active
3238 | M-J-11 | MOTOR, INDUCTION |  | Active
3239 | M-J-12 | MOTOR, INDUCTION |  | Active
3240 | M-J-13 | MOTOR, INDUCTION |  | Active
3241 | M-J-14 | MOTOR, INDUCTION |  | Active
3242 | M-J-15 | MOTOR, INDUCTION |  | Active
3243 | M-J-16 | MOTOR, INDUCTION |  | Active
3244 | M-J-17 | MOTOR, INDUCTION |  | Active
3245 | M-J-18 | MOTOR, INDUCTION |  | Active
3246 | M-J-19 | MOTOR, INDUCTION |  | Active
3247 | M-J-20 | MOTOR, INDUCTION |  | Active
3248 | M-JT-01 | MOTOR, INDUCTION |  | Active
3249 | M-JT-03 | MOTOR, INDUCTION |  | Active
3250 | M-K-02 | INDUCTION MOTOR |  | Active
3251 | M-K-05 | MOTOR, INDUCTION |  | Active
3252 | M-K-06 | MOTOR, INDUCTION |  | Active
3253 | M-K-07 | MOTOR, INDUCTION |  | Active
3254 | M-K-08 | MOTOR, INDUCTION |  | Active
3255 | M-K-09 | MOTOR, INDUCTION |  | Active
3256 | M-K-10 | MOTOR, INDUCTION |  | Active
3257 | M-L-01 | MOTOR, INDUCTION |  | Active
3258 | M-L-02 | MOTOR, INDUCTION |  | Active
3259 | M-L-06 | MOTOR, INDUCTION |  | Active
3260 | M-L-07 | MOTOR, INDUCTION |  | Active
3261 | M-L-08 | MOTOR, INDUCTION |  | Active
3262 | M-L-09 | MOTOR, INDUCTION |  | Active
3263 | M-L-12 | MOTOR, INDUCTION |  | Active
3264 | M-L-14 | MOTOR, INDUCTION |  | Active
3265 | M-L-18 | MOTOR, INDUCTION |  | Active
3266 | M-L-19 | MOTOR, INDUCTION |  | Active
3267 | M-L-22 | MOTOR, INDUCTION |  | Active
3268 | M-L-27 | MOTOR, INDUCTION |  | Active
3269 | M-L-28 | MOTOR, INDUCTION |  | Active
3270 | M-L-29 | MOTOR, INDUCTION |  | Active
3271 | M-L-30 | MOTOR, INDUCTION |  | Active
3272 | M-L-31 | MOTOR, INDUCTION |  | Active
3273 | M-L-38 | MOTOR, INDUCTION |  | Active
3274 | M-L-40 | MOTOR, INDUCTION |  | Active
3275 | M-L-41 | MOTOR, INDUCTION |  | Active
3276 | M-L-42 | MOTOR, INDUCTION |  | Active
3277 | M-L-43 | MOTOR, INDUCTION |  | Active
3278 | M-L-44 | MOTOR, INDUCTION |  | Active
3279 | M-L-45 | MOTOR, INDUCTION |  | Active
3280 | M-L-48 | MOTOR, INDUCTION |  | Active
3281 | M-L-49 | MOTOR INDUCTION |  | Active
3282 | M-L-51 | MOTOR, INDUCTION |  | Active
3283 | M-L-52 | MOTOR, INDUCTION |  | Active
3284 | M-L-55 | MOTOR, INDUCTION |  | Active
3285 | MLF-005 | MANLIFTER |  | Active
3286 | MLT-01 | MAN LUBE TRUCK |  | Active | 341 | 111 | 211
3287 | MLT-02 | MAN LUBE TRUCK |  | Active | 341 | 111 | 211
3288 | MLT-03 | MAN LUBE TRUCK |  | Active | 341 | 111 | 211
3289 | MLT-04 | MAN LUBE TRUCK |  | Active | 341 | 111 | 211
3290 | M-M-19 | MOTOR, INDUCTION |  | Active
3291 | MMD-GB1101 | GEARBOX 1- MMD 1150 #1 |  | Active
3292 | MMD-GB1102 | GEARBOX 2- MMD 1150 #1 |  | Active
3293 | MMD-GB1103 | GEARBOX 3- MMD 1150 #2 |  | Active
3294 | MMD-GB1104 | GEARBOX 4- MMD 1150 #2 |  | Active
3295 | MMD-GB501 | GEARBOX 1- MMD 500 #1 |  | Active
3296 | MMD-GB502 | GEARBOX 2- MMD 500 #1 |  | Active
3297 | MMD-GB701 | GEARBOX 1- MMD 750 #2 |  | Active
3298 | MMD-GB702 | GEARBOX 2- MMD 750 #2 |  | Active
3299 | MMD-GB703 | GEARBOX 3- MMD 750 #2 |  | Active
3300 | M-N-01 | MOTOR, INDUCTION |  | Active
3301 | M-N-04 | MOTOR, INDUCTION |  | Active
3302 | M-N-05 | MOTOR, INDUCTION |  | Active
3303 | M-N-19 | MOTOR, INDUCTION |  | Active
3304 | M-O-01 | MOTOR, INDUCTION |  | Active
3305 | M-O-02 | MOTOR, INDUCTION |  | Active
3306 | M-O-03 | MOTOR, INDUCTION |  | Active
3307 | MOLAVE DISPENSER | DISPENSER |  | Active
3308 | MONARK - FORD RANGER | MONARK - FORD RANGER |  | Active
3309 | MONARK - MIT STRADA | MONARK - MIT STRADA |  | Active
3310 | M-P-01 | MOTOR INDUCTION |  | Active
3311 | M-P-02 | MOTOR INDUCTION |  | Active
3312 | M-P-03 | MOTOR INDUCTION |  | Active
3313 | M-P-04 | MOTOR INDUCTION |  | Active
3314 | M-P-05 | MOTOR INDUCTION |  | Active
3315 | M-P-06 | MOTOR INDUCTION |  | Active
3316 | M-P-07 | MOTOR INDUCTION |  | Active
3317 | M-P-08 | MOTOR INDUCTION |  | Active
3318 | M-P-09 | MOTOR INDUCTION |  | Active
3319 | M-P-10 | MOTOR INDUCTION |  | Active
3320 | M-P-11 | MOTOR INDUCTION |  | Active
3321 | M-P-12 | MOTOR INDUCTION |  | Active
3322 | M-P-13 | MOTOR INDUCTION |  | Active
3323 | M-P-14 | MOTOR INDUCTION |  | Active
3324 | M-P-15 | MOTOR, INDUCTION |  | Active
3325 | M-P-16 | MOTOR, INDUCTION |  | Active
3326 | M-P-17 | MOTOR, INDUCTION |  | Active
3327 | M-P-18 | MOTOR, INDUCTION |  | Active
3328 | M-P-19 | MOTOR, INDUCTION |  | Active
3329 | M-P-20 | MOTOR, INDUCTION |  | Active
3330 | M-P-21 | MOTOR, INDUCTION |  | Active
3331 | M-P-22 | MOTOR, INDUCTION |  | Active
3332 | M-P-23 | MOTOR, INDUCTION |  | Active
3333 | M-P-24 | MOTOR, INDUCTION |  | Active
3334 | M-P-25 | MOTOR, INDUCTION |  | Active
3335 | M-P-26 | MOTOR, INDUCTION |  | Active
3336 | M-P-27 | MOTOR, INDUCTION |  | Active
3337 | M-P-28 | MOTOR, INDUCTION |  | Active
3338 | M-P-30 |  |  | Active
3339 | M-P-33 | MOTOR, INDUCTION |  | Active
3340 | M-P-35 | MOTOR, INDUCTION |  | Active
3341 | M-P-36 | MOTOR, INDUCTION |  | Active
3342 | M-P-43 | MOTOR, INDUCTION |  | Active
3343 | M-P-44 | MOTOR, INDUCTION |  | Active
3344 | MPM-01 | PRIME MOVER | TGS 33.440 MANDIESEL | Active | 521 | 112 | 212
3345 | MPM-02 | PRIME MOVER | TGS 33.440 MANDIESEL | Active | 521 | 112 | 212
3346 | MPM-03 | PRIME MOVER | TGS 33.440 MANDIESEL | Active | 521 | 112 | 212
3347 | MPM-04 | PRIME MOVER | TGS 33.440 MANDIESEL | Active | 521 | 112 | 212
3348 | MPM-05 | PRIME MOVER | TGS 33.440 MANDIESEL | Active | 521 | 112 | 212
3349 | MPM-06 | PRIME MOVER | TGS 33.440 MANDIESEL | Active | 521 | 112 | 212
3350 | MPM-07 | PRIME MOVER | TGS 33.440 MANDIESEL | Active | 521 | 112 | 212
3351 | MPM-08 | PRIME MOVER | TGS 33.440 MANDIESEL | Active | 611 | 112 | 212
3352 | MPM-09 | PRIME MOVER | TGS 33.440 MANDIESEL | Active | 611 | 112 | 212
3353 | MPM-10 | PRIME MOVER | TGS 33.440 MANDIESEL | Active | 611 | 112 | 212
3354 | M-Q-019 | MOTOR, INDUCTION |  | Active
3355 | M-Q-11 | MOTOR, INDUCTION | AEEF-FLG2 | Active
3356 | M-Q-12 | MOTOR, INDUCTION | AEEF-FLG2 | Active
3357 | M-Q-13 | MOTOR, INDUCTION |  | Active
3358 | M-Q-14 | MOTOR, INDUCTION |  | Active
3359 | M-Q-16 | MOTOR, INDUCTION |  | Active
3360 | M-Q-19 | MOTOR, INDUCTION |  | Active
3361 | M-Q-23 | MOTOR, INDUCTION |  | Active
3362 | M-Q-24 | FLYGT PUMP MOTOR |  | Active
3363 | M-Q-25 | INDUCTION MOTOR |  | Active
3364 | M-Q-26 | MOTOR, INDUCTION | CHINA | Active
3365 | M-R-04 | MOTOR, INDUCTION |  | Active
3366 | M-R-13 | MOTOR, INDUCTION |  | Active
3367 | M-R-17 | MOTOR, INDUCTION |  | Active
3368 | M-R-27 | MOTOR, TRAVEL DRIVE |  | Active
3369 | M-R-37 | MOTOR, INDUCTION |  | Active
3370 | M-R-38 | MOTOR INDUCTION |  | Active
3371 | M-R-40 | MOTOR, INDUCTION |  | Active
3372 | M-R-41 | MOTOR, INDUCTION |  | Active
3373 | M-R-42 | MOTOR, INDUCTION |  | Active
3374 | M-R-47 | MOTOR, INDUCTION |  | Active
3375 | M-R-49 | MOTOR, INDUCTION |  | Active
3376 | M-R-54 | MOTOR, INDUCTION |  | Active
3377 | M-R-56 | MOTOR, INDUCTION |  | Active
3378 | M-R-57 | MOTOR, INDUCTION |  | Active
3379 | M-R-66 | MOTOR, INDUCTION |  | Active
3380 | M-R-67 | MOTOR, INDUCTION |  | Active
3381 | M-R-69 | MOTOR, INDUCTION |  | Active
3382 | M-R-70 | MOTOR, INDUCTION |  | Active
3383 | M-R-72 | MOTOR, INDUCTION |  | Active
3384 | MRP-01 | ROLLER IDLER PRESS | MRP-100 | Active
3385 | MRW-01 | ROLLER WELDING MACHINE | MRW-F | Active
3386 | MRW-02 | ROLLER WELDING MACHINE | MRW-F | Active
3387 | M-S-01 | INDUCTION MOTOR |  | Active
3388 | M-S-02 | INDUCTION MOTOR |  | Active
3389 | MS1 | MAIN STATION 1 |  | Active
3390 | MS2 | MAIN STATION 2 |  | Active
3391 | M-S-21 | MOTOR, INDUCTION |  | Active
3392 | MS3 DISPENSER | DISPENSER |  | Active
3393 | MS4 | MAIN STATION 4 |  | Active
3394 | MS5 | MAIN STATION 5 |  | Active
3395 | MS7 | MAIN STATION 7 |  | Active
3396 | MS8 | MAIN STATION 8 |  | Active
3397 | MS-8 |  |  | Active
3398 | MS9 | MAIN STATION 9 |  | Active
3399 | M-SB-04 | MOTOR, INDUCTION |  | Active
3400 | M-SB-05 | MOTOR, INDUCTION |  | Active
3401 | M-SB-06 | MOTOR, INDUCTION |  | Active
3402 | M-SB-07 | MOTOR, INDUCTION |  | Active
3403 | M-SB-11 | MOTOR, INDUCTION |  | Active
3404 | M-T-01 | MOTOR, INDUCTION |  | Active
3405 | MT-01 | M/T BIGBOSS (CERI) | SHIP-MT01-VSL | Active
3406 | M-T-012 | MOTOR, INDUCTION |  | Active
3407 | M-T-014 | MOTOR, INDUCTION |  | Active
3408 | M-T-02 | MOTOR, INDUCTION |  | Active
3409 | MT-02 | M/T ANGELIQUE (CERI) | SHIP-MT02-VSL | Active
3410 | M-T-03 | MOTOR, INDUCTION |  | Active
3411 | MT-03 | M/T FRANCIS NATHANIEL (CERI) | SHIP-MT03-VSL | Active
3412 | M-T-04 | MOTOR, INDUCTION |  | Active
3413 | MT-04 | M/T REBECCA -2 (CERI) | SHIP-MT04-VSL | Active
3414 | M-T-05 | MOTOR, INDUCTION |  | Active
3415 | MT-05 | M/T MARK JOSEPH (CERI) | SHIP-MT05-VSL | Active
3416 | M-T-06 | MOTOR, INDUCTION |  | Active
3417 | MT-06 | M/T SIDD HARTHA (CERI) | SHIP-MT06-VSL | Active
3418 | M-T-07 | MOTOR, INDUCTION |  | Active
3419 | M-T-08 | MOTOR, INDUCTION |  | Active
3420 | M-T-09 | MOTOR, INDUCTION |  | Active
3421 | M-T-10 | MOTOR, INDUCTION |  | Active
3422 | M-T-11 | MOTOR, INDUCTION |  | Active
3423 | MT-11 | M/T CHRIS “FORTUNE” NKK 2009 (SMPC) | SHIP-MT11-VSL | Active
3424 | M-T-12 | MOTOR, INDUCTION |  | Active
3425 | MT-12 | M/T DAVE “AI ARKTOS” (SMPC) | SHIP-MT12-VSL | Active
3426 | M-T-13 | MOTOR, INDUCTION |  | Active
3427 | M-T-14 | MOTOR, INDUCTION |  | Active
3428 | MT-14 | M/T PHITE 2400HP (SMPC) | SHIP-MT14-VSL | Active
3429 | M-T-15 | MOTOR, INDUCTION |  | Active
3430 | MT-15 | M/T ALEXANDER PAUL (SMPC) | SHIP-MT15-VSL | Active
3431 | M-T-16 | MOTOR, INDUCTION |  | Active
3432 | MT-16 | M/T TULSI-DAS (SMPC) | SHIP-MT16-VSL | Active
3433 | MT-1606-01 | MANDIESEL TRUCK | TGS 33.440 MANDIESEL | Active
3434 | MT-1606-02 | MANDIESEL TRUCK | TGS 33.440 MANDIESEL | Active
3435 | M-T-17 | MOTOR, INDUCTION |  | Active
3436 | MT-17 | M/T MIGI EM82 (SMPC) | SHIP-MT17-VSL | Active
3437 | M-T-18 | MOTOR, INDUCTION |  | Active
3438 | MT-18 | M/T TOFFER (CERI) | SHIP-MT18-VSL | Active
3439 | M-T-19 | MOTOR, INDUCTION |  | Active
3440 | MT-19 | M/T JOSEPH MICHAEL (SMPC) | SHIP-MT19-VSL | Active
3441 | M-T-20 | MOTOR, INDUCTION |  | Active
3442 | MT-20 | M/T SHORTY (CERI) | SHIP-MT20-VSL | Active
3443 | M-T-21 | MOTOR, INDUCTION |  | Active
3444 | MT-21 | M/T CID (CERI) | SHIP-MT21-VSL | Active
3445 | M-T-22 | MOTOR, INDUCTION |  | Active
3446 | MT-22 | M/T VICTOR (CERI) | SHIP-MT22-VSL | Active
3447 | M-T-23 | MOTOR, INDUCTION |  | Active
3448 | M-T-24 | MOTOR, INDUCTION |  | Active
3449 | M-T-25 | MOTOR, INDUCTION |  | Active
3450 | M-T-26 | MOTOR, INDUCTION |  | Active
3451 | M-T-27 | MOTOR, INDUCTION |  | Active
3452 | M-T-28 | MOTOR, INDUCTION |  | Active
3453 | M-T-29 | MOTOR, INDUCTION |  | Active
3454 | M-T-30 | MOTOR, INDUCTION |  | Active
3455 | M-T-31 | MOTOR, INDUCTION |  | Active
3456 | M-T-32 | MOTOR, INDUCTION |  | Active
3457 | M-T-33 | MOTOR, INDUCTION |  | Active
3458 | M-T-34 | MOTOR, INDUCTION |  | Active
3459 | M-T-35 | MOTOR, INDUCTION |  | Active
3460 | M-T-36 | MOTOR, INDUCTION |  | Active
3461 | M-T-37 | MOTOR, INDUCTION |  | Active
3462 | M-T-38 | MOTOR, INDUCTION |  | Active
3463 | M-T-39 | MOTOR, INDUCTION |  | Active
3464 | M-T-40 | MOTOR, INDUCTION |  | Active
3465 | M-T-41 | MOTOR, INDUCTION |  | Active
3466 | M-T-42 | MOTOR, INDUCTION | AEJH-BJ | Active
3467 | M-T-43 | MOTOR, INDUCTION |  | Active
3468 | M-T-44 | MOTOR, INDUCTION | AEJH-BJ | Active
3469 | M-T-45 | MOTOR, INDUCTION |  | Active
3470 | M-T-46 | MOTOR, INDUCTION |  | Active
3471 | M-T-47 | MOTOR, INDUCTION |  | Active
3472 | M-T-48 | MOTOR, INDUCTION |  | Active
3473 | M-T-49 | MOTOR, INDUCTION |  | Active
3474 | M-T-50 | MOTOR, INDUCTION |  | Active
3475 | M-T-51 | MOTOR, INDUCTION |  | Active
3476 | M-T-52 | MOTOR, INDUCTION |  | Active
3477 | M-T-53 | MOTOR, INDUCTION |  | Active
3478 | M-T-54 | MOTOR, INDUCTION |  | Active
3479 | M-T-55 | MOTOR, INDUCTION |  | Active
3480 | M-T-56 | MOTOR, INDUCTION |  | Active
3481 | M-T-57 | MOTOR, INDUCTION | AEJH-BJ | Active
3482 | M-T-58 | MOTOR, INDUCTION |  | Active
3483 | M-T-59 | MOTOR, INDUCTION |  | Active
3484 | M-T-60 | MOTOR, INDUCTION |  | Active
3485 | M-T-61 | MOTOR, INDUCTION |  | Active
3486 | M-T-62 | MOTOR, INDUCTION |  | Active
3487 | M-T-63 | MOTOR, INDUCTION | AEJH-UB | Active
3488 | M-T-64 | MOTOR, INDUCTION | AEJH-VB | Active
3489 | M-T-65 | MOTOR, INDUCTION | AEJH-VB | Active
3490 | M-T-66 | MOTOR, INDUCTION | AEJH-VB | Active
3491 | M-T-67 | MOTOR, INDUCTION | AEJH-VB | Active
3492 | M-T-68 | MOTOR, INDUCTION | AEJH-VB | Active
3493 | M-T-69 | MOTOR, INDUCTION | AEJH-VB | Active
3494 | M-T-70 | MOTOR, INDUCTION | AEJH-VB | Active
3495 | M-T-71 | MOTOR, INDUCTION |  | Active
3496 | M-T-72 | MOTOR, INDUCTION |  | Active
3497 | M-T-73 | INDUCTION MOTOR |  | Active
3498 | M-T-74 | MOTOR, INDUCTION |  | Active
3499 | M-T-75 | MOTOR, INDUCTION |  | Active
3500 | M-T-76 | INDUCTION MOTOR |  | Active
3501 | M-T-77 | INDUCTION MOTOR |  | Active
3502 | M-T-78 | MOTOR, INDUCTION |  | Active
3503 | M-T-79 | MOTOR, INDUCTION |  | Active
3504 | M-T-80 | MOTOR, INDUCTION |  | Active
3505 | M-T-81 | MOTOR, INDUCTION |  | Active
3506 | M-T-82 | MOTOR, INDUCTION |  | Active
3507 | M-T-83 | MOTOR, INDUCTION |  | Active
3508 | M-T-84 | MOTOR, INDUCTION |  | Active
3509 | M-T-85 | MOTOR, INDUCTION |  | Active
3510 | M-T-86 | MOTOR, INDUCTION |  | Active
3511 | M-T-87 | MOTOR, INDUCTION |  | Active
3512 | M-T-88 | MOTOR, INDUCTION |  | Active
3513 | M-T-89 | MOTOR, INDUCTION |  | Active
3514 | M-T-90 | MOTOR, INDUCTION |  | Active
3515 | M-T-91 | MOTOR, INDUCTION |  | Active
3516 | M-T-92 | MOTOR, INDUCTION |  | Active
3517 | M-T-93 | MOTOR, INDUCTION |  | Active
3518 | M-T-94 | MOTOR, INDUCTION |  | Active
3519 | M-T-95 | MOTOR, INDUCTION |  | Active
3520 | M-T-96 | MOTOR, INDUCTION |  | Active
3521 | M-TH-01 | MOTOR, INDUCTION |  | Active
3522 | M-TH-02 | MOTOR, INDUCTION | AEJE-WA | Active
3523 | M-TH-03 | MOTOR, INDUCTION | AEJE-WA | Active
3524 | M-TH-04 | MOTOR, INDUCTION |  | Active
3525 | M-TH-05 | MOTOR, INDUCTION |  | Active
3526 | M-TH-06 | MOTOR, INDUCTION |  | Active
3527 | M-TH-07 | MOTOR, INDUCTION |  | Active
3528 | M-TH-08 | MOTOR, INDUCTION |  | Active
3529 | M-TH-09 | MOTOR, INDUCTION |  | Active
3530 | M-TH-10 | MOTOR, INDUCTION | AEJE-WA | Active
3531 | M-TH-11 | MOTOR, INDUCTION |  | Active
3532 | MTP-01 | TRACK PRESS |  | Active
3533 | MTW-01 | TRACK WELDING MACHINE | MTW-K | Active
3534 | MTW-02 | TRACK WELDING MACHINE |  | Active
3535 | M-U-01 | MOTOR, INDUCTION |  | Active
3536 | M-U-04 | MOTOR, INDUCTION |  | Active
3537 | M-U-05 | MOTOR, INDUCTION |  | Active
3538 | M-U-07 | INDUCTION MOTOR |  | Active
3539 | M-U-10 | MOTOR, INDUCTION |  | Active
3540 | M-U-13 |  |  | Active
3541 | MUESI - HILUX | MUESI HILUX |  | Active
3542 | M-V-01 | MOTOR, INDUCTION |  | Active
3543 | MV-01 | M/V LAKE BUHI (CERI) | SHIP-MV01-VSL | Active
3544 | M-V-02 | MOTOR, INDUCTION |  | Active
3545 | MV-03 | M/V LAKE SAMPALOC (CERI) | SHIP-MV03-VSL | Active
3546 | MVFC-01 | MV MA. CRISTINA-1 (SMPC) | SHIP-MVFC01-VSL | Active
3547 | M-W-02 | MOTOR, INDUCTION |  | Active
3548 | M-W-03 | MOTOR, INDUCTION |  | Active
3549 | M-W-04 | INDUCTION MOTOR |  | Active
3550 | M-W-06 | INDUCTION MOTOR |  | Active
3551 | M-W-07 | MOTOR, INDUCTION |  | Active
3552 | M-W-08 | MOTOR, INDUCTION |  | Active
3553 | M-W-10 | MOTOR, INDUCTION |  | Active
3554 | M-W-11 | MOTOR INDUCTION |  | Active
3555 | M-W-12 | MOTOR, INDUCTION |  | Active
3556 | M-W-18 | MOTOR, INDUCTION |  | Active
3557 | M-W-19 | MOTOR, INDUCTION |  | Active
3558 | M-W-20 | MOTOR, INDUCTION |  | Active
3559 | M-W-21 | INDUCTION MOTOR |  | Active
3560 | M-W-22 | MOTOR, INDUCTION |  | Active
3561 | M-W-26 | INDUCTION MOTOR |  | Active
3562 | M-W-27 | INDUCTION MOTOR |  | Active
3563 | M-W-30 | MOTOR, INDUCTION |  | Active
3564 | M-W-31 | MOTOR, INDUCTION |  | Active
3565 | M-W-33 | INDUCTION MOTOR |  | Active
3566 | M-W-34 | MOTOR, INDUCTION |  | Active
3567 | M-W-35 | MOTOR, INDUCTION |  | Active
3568 | M-W-36 | MOTOR, INDUCTION |  | Active
3569 | M-W-37 | MOTOR, INDUCTION |  | Active
3570 | M-W-38 | MOTOR, INDUCTION |  | Active
3571 | MWS BUILDING | MWS BUILDING/FACILITIES/GROUND |  | Active
3572 | M-X-03 | MOTOR, INDUCTION |  | Active
3573 | M-X-04 | MOTOR, INDUCTION |  | Active
3574 | M-X-09 | MOTOR, INDUCTION |  | Active
3575 | M-X-10 | INDUCTION MOTOR |  | Active
3576 | M-X-11 | MOTOR, INDUCTION |  | Active
3577 | M-Y-08 | MOTOR, INDUCTION |  | Active
3578 | M-Y-12 | MOTOR, INDUCTION |  | Active
3579 | M-Y-13 | MOTOR, INDUCTION |  | Active
3580 | M-Y-14 | MOTOR, INDUCTION |  | Active
3581 | M-Y-15 | MOTOR, INDUCTION |  | Active
3582 | M-YT-01 | MOTOR, INDUCTION |  | Active
3583 | M-YT-02 | MOTOR, INDUCTION |  | Active
3584 | M-YT-03 | MOTOR, INDUCTION |  | Active
3585 | M-YT-04 | MOTOR, INDUCTION |  | Active
3586 | M-YT-05 | MOTOR, INDUCTION |  | Active
3587 | M-YT-06 | MOTOR, INDUCTION |  | Active
3588 | M-YT-07 | MOTOR, INDUCTION |  | Active
3589 | M-YT-08 | MOTOR, INDUCTION | AEJH-WT | Active
3590 | M-YT-09 | MOTOR, INDUCTION |  | Active
3591 | M-YT-10 | MOTOR, INDUCTION |  | Active
3592 | M-YT-11 | MOTOR, INDUCTION | AFJH-WT | Active
3593 | M-YT-12 | MOTOR, INDUCTION |  | Active
3594 | M-YT-13 | MOTOR, INDUCTION |  | Active
3595 | M-YT-14 | MOTOR, INDUCTION |  | Active
3596 | M-YT-15 | MOTOR, INDUCTION | AFJH-WT | Active
3597 | M-YT-16 | MOTOR, INDUCTION |  | Active
3598 | M-YT-17 | MOTOR, INDUCTION |  | Active
3599 | M-YT-18 | MOTOR, INDUCTION | AFJH-WT | Active
3600 | M-YT-19 | MOTOR, INDUCTION |  | Active
3601 | M-YT-20 | MOTOR, INDUCTION |  | Active
3602 | M-YT-21 | MOTOR, INDUCTION | AFJH-WT | Active
3603 | M-YT-22 | MOTOR, INDUCTION |  | Active
3604 | M-YT-23 | MOTOR, INDUCTION | 355CB | Active
3605 | M-YT-24 | MOTOR, INDUCTION | AFJH-WT | Active
3606 | M-YT-25 | MOTOR, INDUCTION |  | Active
3607 | M-YT-26 | MOTOR, INDUCTION | AFJH-WT | Active
3608 | M-YT-27 | MOTOR, INDUCTION |  | Active
3609 | M-YT-28 | MOTOR, INDUCTION |  | Active
3610 | M-YT-29 | MOTOR, INDUCTION |  | Active
3611 | M-YT-30 | MOTOR, INDUCTION |  | Active
3612 | M-YT-31 | MOTOR, INDUCTION |  | Active
3613 | M-YT-32 | MOTOR, INDUCTION |  | Active
3614 | M-YT-33 | MOTOR, INDUCTION |  | Active
3615 | M-YT-34 | MOTOR, INDUCTION |  | Active
3616 | M-YT-35 | MOTOR, INDUCTION |  | Active
3617 | M-YT-36 | MOTOR, INDUCTION |  | Active
3618 | M-YT-37 | MOTOR, INDUCTION |  | Active
3619 | M-YT-38 | MOTOR, INDUCTION |  | Active
3620 | M-YT-46 | MOTOR, INDUCTION |  | Active
3621 | M-Z-01 | INDUCTION MOTOR |  | Active
3622 | M-Z-02 | MOTOR, TRAVEL DRIVE |  | Active
3623 | M-Z-03 | MOTOR, TRAVEL DRIVE |  | Active
3624 | M-Z-04 | MOTOR, TRAVEL DRIVE |  | Active
3625 | M-Z-05 | INDUCTION MOTOR |  | Active
3626 | M-Z-06 | MOTOR, TRAVEL DRIVE |  | Active
3627 | M-Z-07 | MOTOR, TRAVEL DRIVE |  | Active
3628 | M-Z-08 | INDUCTION MOTOR |  | Active
3629 | M-Z-09 | MOTOR, TRAVEL DRIVE |  | Active
3630 | M-Z-10 | MOTOR INDUCTION |  | Active
3631 | M-Z-11 | MOTOR INDUCTION |  | Active
3632 | M-Z-135 | MOTOR, INDUCTION |  | Active
3633 | M-Z-136 | MOTOR INDUCTION |  | Active
3634 | M-Z-15 | MOTOR, INDUCTION |  | Active
3635 | M-Z-16 | MOTOR TRAVEL DRIVE |  | Active
3636 | M-Z-17 | MOTOR, TRAVEL DRIVE |  | Active
3637 | M-Z-170 | INDUCTION MOTOR |  | Active
3638 | M-Z-172 | MOTOR, INDUCTION |  | Active
3639 | M-Z-173 | INDUCTION MOTOR |  | Active
3640 | M-Z-174 | INDUCTION MOTOR |  | Active
3641 | M-Z-18 | INDUCTION MOTOR |  | Active
3642 | M-Z-188 | INDUCTION MOTOR |  | Active
3643 | M-Z-192 | MOTOR, INDUCTION |  | Active
3644 | M-Z-193 | MOTOR, INDUCTION |  | Active
3645 | M-Z-194 | MOTOR, INDUCTION |  | Active
3646 | M-Z-195 | MOTOR, INDUCTION |  | Active
3647 | M-Z-196 | MOTOR, INDUCTION |  | Active
3648 | M-Z-197 | MOTOR, INDUCTION |  | Active
3649 | M-Z-198 | MOTOR, INDUCTION |  | Active
3650 | M-Z-199 | MOTOR, INDUCTION |  | Active
3651 | M-Z-20 | MOTOR, INDUCTION |  | Active
3652 | M-Z-200 | MOTOR, INDUCTION |  | Active
3653 | M-Z-201 | MOTOR, INDUCTION |  | Active
3654 | M-Z-202 | MOTOR, INDUCTION |  | Active
3655 | M-Z-203 | MOTOR, INDUCTION |  | Active
3656 | M-Z-204 | MOTOR, INDUCTION |  | Active
3657 | M-Z-205 | MOTOR, INDUCTION |  | Active
3658 | M-Z-206 | MOTOR, INDUCTION |  | Active
3659 | M-Z-208 | MOTOR, INDUCTION |  | Active
3660 | M-Z-227 | MOTOR, INDUCTION |  | Active
3661 | M-Z-233 | INDUCTION MOTOR |  | Active
3662 | M-Z-24 | MOTOR, INDUCTION |  | Active
3663 | M-Z-250 | MOTOR, INDUCTION |  | Active
3664 | M-Z-259 | MOTOR, TRAVEL DRIVE |  | Active
3665 | M-Z-260 | MOTOR, TRAVEL DRIVE |  | Active
3666 | M-Z-261 | MOTOR, TRAVEL DRIVE |  | Active
3667 | M-Z-263 | MOTOR, TRAVEL DRIVE |  | Active
3668 | M-Z-264 | MOTOR, TRAVEL DRIVE |  | Active
3669 | M-Z-265 | MOTOR, TRAVEL DRIVE |  | Active
3670 | M-Z-266 | MOTOR, TRAVEL DRIVE |  | Active
3671 | M-Z-267 | MOTOR, TRAVEL DRIVE |  | Active
3672 | M-Z-268 | MOTOR, TRAVEL DRIVE |  | Active
3673 | M-Z-269 | MOTOR, TRAVEL DRIVE |  | Active
3674 | M-Z-27 | INDUCTION MOTOR |  | Active
3675 | M-Z-270 | MOTOR, TRAVEL DRIVE |  | Active
3676 | M-Z-271 | MOTOR, TRAVEL DRIVE |  | Active
3677 | M-Z-272 | MOTOR, TRAVEL DRIVE |  | Active
3678 | M-Z-273 | MOTOR, TRAVEL DRIVE |  | Active
3679 | M-Z-274 | MOTOR, TRAVEL DRIVE |  | Active
3680 | M-Z-275 | MOTOR, TRAVEL DRIVE |  | Active
3681 | M-Z-276 | MOTOR, TRAVEL DRIVE |  | Active
3682 | M-Z-277 | MOTOR, TRAVEL DRIVE |  | Active
3683 | M-Z-278 | MOTOR, INDUCTION |  | Active
3684 | M-Z-284 | MOTOR, TRAVEL DRIVE |  | Active
3685 | M-Z-286 | MOTOR, TRAVEL DRIVE |  | Active
3686 | M-Z-289 | MOTOR, INDUCTION |  | Active
3687 | M-Z-291 | MOTOR, TRAVEL DRIVE |  | Active
3688 | M-Z-294 | MOTOR, INDUCTION |  | Active
3689 | M-Z-299 | MOTOR, TRAVEL DRIVE |  | Active
3690 | M-Z-300 | MOTOR, TRAVEL DRIVE |  | Active
3691 | M-Z-304 | MOTOR, TRAVEL DRIVE |  | Active
3692 | M-Z-306 | MOTOR, INDUCTION |  | Active
3693 | M-Z-307 | MOTOR, INDUCTION |  | Active
3694 | M-Z-308 | MOTOR, INDUCTION |  | Active
3695 | M-Z-313 | INDUCTION MOTOR |  | Active
3696 | M-Z-314 | INDUCTION MOTOR |  | Active
3697 | M-Z-315 | INDUCTION MOTOR |  | Active
3698 | M-Z-316 | INDUCTION MOTOR |  | Active
3699 | M-Z-318 | INDUCTION MOTOR |  | Active
3700 | M-Z-319 | INDUCTION MOTOR |  | Active
3701 | M-Z-320 | INDUCTION MOTOR |  | Active
3702 | M-Z-321 | INDUCTION MOTOR |  | Active
3703 | M-Z-322 | INDUCTION MOTOR |  | Active
3704 | M-Z-324 | MOTOR, INDUCTION |  | Active
3705 | M-Z-327 | MOTOR, INDUCTION |  | Active
3706 | M-Z-328 | MOTOR, INDUCTION |  | Active
3707 | M-Z-329 | MOTOR, INDUCTION |  | Active
3708 | M-Z-330 | MOTOR, INDUCTION |  | Active
3709 | M-Z-333 | INDUCTION MOTOR |  | Active
3710 | M-Z-336 | MOTOR, INDUCTION |  | Active
3711 | M-Z-337 | MOTOR, INDUCTION |  | Active
3712 | M-Z-34 | MOTOR, INDUCTION |  | Active
3713 | M-Z-346 | MOTOR, INDUCTION |  | Active
3714 | M-Z-347 | MOTOR, INDUCTION |  | Active
3715 | M-Z-350 | INDUCTION MOTOR |  | Active
3716 | M-Z-351 | INDUCTION MOTOR |  | Active
3717 | M-Z-352 | INDUCTION MOTOR |  | Active
3718 | M-Z-353 | INDUCTION MOTOR |  | Active
3719 | M-Z-354 | INDUCTION MOTOR |  | Active
3720 | M-Z-355 | INDUCTION MOTOR |  | Active
3721 | M-Z-356 | INDUCTION MOTOR |  | Active
3722 | M-Z-357 | INDUCTION MOTOR |  | Active
3723 | M-Z-358 | INDUCTION MOTOR |  | Active
3724 | M-Z-359 | INDUCTION MOTOR |  | Active
3725 | M-Z-36 | INDUCTION MOTOR |  | Active
3726 | M-Z-360 | INDUCTION MOTOR |  | Active
3727 | M-Z-361 | MOTOR, INDUCTION |  | Active
3728 | M-Z-362 | MOTOR, INDUCTION |  | Active
3729 | M-Z-363 | MOTOR, INDUCTION |  | Active
3730 | M-Z-364 | MOTOR, INDUCTION |  | Active
3731 | M-Z-365 | MOTOR, INDUCTION |  | Active
3732 | M-Z-366 | MOTOR, INDUCTION |  | Active
3733 | M-Z-367 | MOTOR, INDUCTION |  | Active
3734 | M-Z-369 | MOTOR, INDUCTION |  | Active
3735 | M-Z-37 | MOTOR, INDUCTION |  | Active
3736 | M-Z-370 | MOTOR, INDUCTION |  | Active
3737 | M-Z-372 | MOTOR, INDUCTION |  | Active
3738 | M-Z-373 | MOTOR, INDUCTION |  | Active
3739 | M-Z-375 | MOTOR, INDUCTION |  | Active
3740 | M-Z-376 | MOTOR, INDUCTION |  | Active
3741 | M-Z-377 | MOTOR, INDUCTION |  | Active
3742 | M-Z-378 | MOTOR, INDUCTION |  | Active
3743 | M-Z-379 | TRAVEL DRIVE MOTOR |  | Active
3744 | M-Z-38 | MOTOR, TRAVEL DRIVE |  | Active
3745 | M-Z-380 | MOTOR, INDUCTION |  | Active
3746 | M-Z-381 | MOTOR, INDUCTION |  | Active
3747 | M-Z-385 | MOTOR, INDUCTION |  | Active
3748 | M-Z-386 | MOTOR, INDUCTION |  | Active
3749 | M-Z-390 | MOTOR, TRAVEL DRIVE |  | Active
3750 | M-Z-392 | MOTOR, INDUCTION |  | Active
3751 | M-Z-393 | MOTOR, INDUCTION |  | Active
3752 | M-Z-394 | MOTOR, INDUCTION |  | Active
3753 | M-Z-395 | MOTOR, INDUCTION |  | Active
3754 | M-Z-396 | MOTOR, INDUCTION |  | Active
3755 | M-Z-397 | MOTOR, INDUCTION |  | Active
3756 | M-Z-399 | MOTOR, TRAVEL DRIVE |  | Active
3757 | M-Z-40 | INDUCTION MOTOR |  | Active
3758 | M-Z-400 | MOTOR, TRAVEL DRIVE |  | Active
3759 | M-Z-401 | MOTOR, INDUCTION |  | Active
3760 | M-Z-402 | MOTOR, INDUCTION |  | Active
3761 | M-Z-403 | MOTOR, INDUCTION | ADDAH | Active
3762 | M-Z-406 | MOTOR, INDUCTION | ADDAH | Active
3763 | M-Z-407 | MOTOR, INDUCTION |  | Active
3764 | M-Z-408 | MOTOR, INDUCTION |  | Active
3765 | M-Z-409 | MOTOR, INDUCTION |  | Active
3766 | M-Z-411 | MOTOR, INDUCTION |  | Active
3767 | M-Z-412 | MOTOR, INDUCTION |  | Active
3768 | M-Z-413 | MOTOR, INDUCTION |  | Active
3769 | M-Z-416 | MOTOR, INDUCTION |  | Active
3770 | M-Z-417 | MOTOR, INDUCTION |  | Active
3771 | M-Z-424 | MOTOR, INDUCTION |  | Active
3772 | M-Z-425 | MOTOR, INDUCTION |  | Active
3773 | M-Z-426 | MOTOR, INDUCTION |  | Active
3774 | M-Z-427 | MOTOR, INDUCTION |  | Active
3775 | M-Z-428 | MOTOR, INDUCTION |  | Active
3776 | M-Z-429 | MOTOR, TRAVEL DRIVE |  | Active
3777 | M-Z-43 | MOTOR, TRAVEL DRIVE |  | Active
3778 | M-Z-430 | MOTOR, INDUCTION |  | Active
3779 | M-Z-44 | INDUCTION MOTOR |  | Active
3780 | M-Z-450 | MOTOR, INDUCTION |  | Active
3781 | M-Z-451 | MOTOR, INDUCTION |  | Active
3782 | M-Z-452 | MOTOR, INDUCTION |  | Active
3783 | M-Z-454 | MOTOR, INDUCTION |  | Active
3784 | M-Z-455 | MOTOR, INDUCTION |  | Active
3785 | M-Z-456 | MOTOR, INDUCTION |  | Active
3786 | M-Z-457 | MOTOR, INDUCTION |  | Active
3787 | M-Z-465 | MOTOR, INDUCTION |  | Active
3788 | M-Z-466 | MOTOR, INDUCTION |  | Active
3789 | M-Z-48 | MOTOR, INDUCTION |  | Active
3790 | M-Z-49 | MOTOR, TRAVEL DRIVE |  | Active
3791 | M-Z-50 | INDUCTION MOTOR |  | Active
3792 | M-Z-51 | INDUCTION MOTOR |  | Active
3793 | M-Z-53 | MOTOR TRAVEL DRIVE |  | Active
3794 | M-Z-54 | MOTOR TRAVEL DRIVE |  | Active
3795 | M-Z-55 | MOTOR, INDUCTION |  | Active
3796 | M-Z-57 | INDUCTION MOTOR |  | Active
3797 | M-Z-88 | MOTOR, INDUCTION |  | Active
3798 | NARRA DISPENSER | NARRA DISPENSER |  | Active
3799 | NITRO ASIA - STRADA | MIT STRADA |  | Active
3800 | NL55-02 | RIG, DRILLING NL-55WT (Ex NL55-1) | F6L912 | Active | 465 | 121 | 217
3801 | NL55-03 | RIG, DRILLING NL-55WT (Ex NL55-2) | F6L912 | Active | 465 | 121 | 217
3802 | NL55-04 | RIG, DRILLING NL-55WT (Ex NL55-3) | F6L912D | Active | 465 | 121 | 217
3803 | NL55-05 | RIG, DRILLING NL-55WT (Ex NL55-4) | F6L912 | Active | 465 | 121 | 217
3804 | NL55-06 | RIG, DRILLING NL-55WT (Ex NL55-6) | 4BG1 TRG-03 | Active | 465 | 121 | 217
3805 | NL55-07 | RIG, DRILLING NL-55WT (Ex CDR55-01/CDR55-103) | F6L912G | Active | 465 | 121 | 217
3806 | NL55-08 | RIG, DRILLING NL-55WT (Ex CDR55-03/NL55-9) | 4BG1 TRG-03 | Active | 465 | 121 | 217
3807 | NL55-09 | RIG, DRILLING NL-55WT (Ex CDR55-04/NL55-10) | 4BG1 TRG-03 | Active | 465 | 121 | 217
3808 | NL55-10 | RIG, DRILLING NL-55WT (Ex CDR55-05/NL55-11) | 4BG1 TRG-03 | Active | 465 | 121 | 217
3809 | NL55-5 | RIG, DRILLING NL-55WT-blocked | 4BG1 TRG-03 | Active
3810 | NL55-8 | RIG, DRILLING NL-55WT | 4BG1 TRG-03 | Active
3811 | NO COOL |  |  | Active
3812 | NON-MINING 01 | DMCI-VILLAGE EQUIPMENTS |  | Active
3813 | NOZZLE |  |  | Active
3814 | OCOM-01 | COMPRESSOR- AIR | AED110A | Active
3815 | OHC-05 | OVERHEAD CRANE 20T |  | Active
3816 | OHC-07 | OVERHEAD TRAVELLING CRANE |  | Active
3817 | OHC-08 | OVERHEAD CRANE |  | Active
3818 | OHC-09 | OVERHEAD CRANE |  | Active
3819 | OHC-1 | OVERHEAD CRANE 20T |  | Active
3820 | OHC-10 | OVERHEAD CRANE 20T |  | Active
3821 | OHC-2 | OVERHEAD CRANE 20T |  | Active
3822 | OHC-3 | OVERHEAD CRANE 9T |  | Active
3823 | OHC-4 | OVERHEAD CRANE 20T |  | Active
3824 | OHC-5 | OVERHEAD CRANE 20T | 1982 | Active
3825 | OHC-6 | OVERHEAD CRANE 5T | 1982 | Active
3826 | OHC-7 | OVERHEAD CRANE 16T |  | Active
3827 | OHC-8 | OVERHEAD CRANE 20T |  | Active
3828 | OHC-9 | OVERHEAD CRANE 20T |  | Active
3829 | OLP-01 | PUMP- LIQUID OXYGEN | BPO 70-150/16.5 | Active
3830 | OPC-01 | PRECOOLER- COMPRESSED AIR | SAYL-1000/12F | Active
3831 | OPU-01 | PURIFIER | HXK-800/12 | Active
3832 | ORC-01 | RECTIFICATION COLUMN | FON-80/80 | Active
3833 | OSHKOSH WT | OSHKOSH WATER TRUCK |  | Active
3834 | OVEN-01 | OVEN, WALK-IN | LTV/150 | Active
3835 | OVEN-02 | OVEN, WALK-IN | WTC566-500 | Active
3836 | OVEN-2 | OVEN, WALK-IN | WTC566-500 | Active
3837 | OXYP-01 | OXYGEN PLANT | KZO-80 IND'L OXY | Active
3838 | P1-DISPENSER | DISPENSER |  | Active
3839 | PABX-01 | STATION, MS 2 | OMNI PCX MR3 | Active
3840 | PABX-02 | STATION, MAIN TOWER | OS6250-24 | Active
3841 | PABX-03 | STATION, NARRA | OMNI PCX MR3 | Active
3842 | PABX-04 | STATION, TOWN SITE | OMNI PCX MR3 | Active
3843 | PABX-05 | STATION, NMWS | OMNI PCX MR3 | Active
3844 | PABX-06 | STATION, POTTERY | OMNI PCX MR3 | Active
3845 | PABX-07 | STATION, MOLAVE | OMNI PCX MR3 | Active
3846 | PABX-08 | STATION, TABUNAN | OMNI PCX MR3 | Active
3847 | PABX-09 | STATION, ILUGAO | OMNI PCX MR3 | Active
3848 | PABX-10 | STATION, GEOMOS 2 | OMNI PCX MR3 | Active
3849 | PABX-11 | STATION, GEOMOS 3 | IP TOUCH 4018 | Active
3850 | PABX-12 | STATION, K3 MIDDLE | OMNI PCX MR3 | Active
3851 | PABX-13 | STATION, CIVIL WORKS | IP LUCENT | Active
3852 | PABX-14 | STATION, AVIARY | IP TOUCH | Active
3853 | PB-01 | CWP PARNABY BARREL 1 | NONE | Active
3854 | PB-02 | CWP PARNABY BARREL 2 | NONE | Active
3855 | PC-01 | JUNJIN CONCRETE PUMP |  | Active
3856 | PC40-01 | POWER SHOVEL | PC40-01 | Active
3857 | PC-40MR | POWER SHOVEL | PC200LC-8 | Active
3858 | PC450-04 | POWER SHOVEL | PC450LC-7 | Active
3859 | PC-70 | KOMATSU POWER SHOVEL |  | Active
3860 | PCG-01 | GEARBOX- PLANETARY CRAWLER |  | Active
3861 | PCG-03 | GEARBOX- PLANETARY CRAWLER |  | Active
3862 | PCG-05 | GEARBOX- PLANETARY CRAWLER |  | Active
3863 | PCG-06 | GEARBOX- PLANETARY CRAWLER |  | Active
3864 | PCG-07 | GEARBOX- PLANETARY CRAWLER |  | Active
3865 | PCG-08 | GEARBOX- PLANETARY CRAWLER |  | Active
3866 | PCS. WORTKING LIGTH |  |  | Active
3867 | PD-17 | DELMAG PILE HAMMER |  | Active
3868 | PD-19 | SCMW PILE HAMMER |  | Active
3869 | PITSHOP-SVB | SERVICE BAY |  | Active
3870 | PL 106-02 |  | HL760-7A | Active
3871 | PL 1203-04 |  | WA 380 | Active
3872 | PL-4201 | LOADER,WHEEL | CATERPILLAR 966G | Active
3873 | PL-4202 | LOADER,WHEEL | CATERPILLAR 966G | Active
3874 | PL966G-02 | WHEEL LOADER |  | Active
3875 | PLASMA CUTTER-01 | PLASMA CUTTER |  | Active
3876 | PLK-6 | KOMATSU |  | Active
3877 | PM-01 | PUSHING MACHINE |  | Active
3878 | PM-106-05 | PRIME MOVER |  | Active
3879 | PM-106-06 | PRIME MOVER |  | Active
3880 | PM-106-07 | PRIME MOVER |  | Active | 521 | 112 | 212
3881 | PM-106-08 | PRIME MOVER |  | Active
3882 | PM-106-09 | PRIME MOVER |  | Active
3883 | PM-188-11 | PRIME MOVER | TGS 40.440 | Active | 383 | 112 | 212
3884 | PM-188-12 | PRIME MOVER | TGS 40.440 | Active | 441 | 112 | 212
3885 | PM-188-14 | PRIME MOVER | TGS 40.440 | Active | 611 | 112 | 212
3886 | PM-188-15 | PRIME MOVER | TGS 40.440 | Active | 521 | 112 | 212
3887 | PM-188-16 | PRIME MOVER | TGS 40.440 | Active | 611 | 112 | 212
3888 | PM-903-01 | PRIME MOVER |  | Active
3889 | PM-903-02 | PRIME MOVER |  | Active
3890 | PM-909-03 | PRIME MOVER |  | Active
3891 | PM-909-04 | PRIME MOVER |  | Active | 521 | 112 | 212
3892 | PMS-SVB-01 | SERVICE BAY |  | Active
3893 | PMS-SVB-02 | SERVICE BAY |  | Active
3894 | P-MUL-01 | MULABI PIT PUMPS |  | Active
3895 | P-NAR-01 | NARRA PIT PUMPS |  | Active
3896 | PNP HILUX | PNP HILUX SERVICE |  | Active
3897 | POL DISPENSERS |  |  | Active
3898 | POST-2 WASH RACK | WASH RACK |  | Active
3899 | POWER STOCKER-01 | POWER STOCKER | BT STAXIO SWE40S | Active
3900 | PP1 - GB01 | GRAB CLEANER |  | Active
3901 | PP1 CB | COAL BIN |  | Active
3902 | PP1- PO | PLANNING OFFICE |  | Active
3903 | PP1-AF-1 | APRON FEEDER |  | Active
3904 | PP1-ASC 2 | ASH SCREW CONVEYOR 2 | R70DT90S-4 | Active
3905 | PP1-BPTRV 1 | BY-PASS TURBINE REDUCTING VALVE 1 |  | Active
3906 | PP1-BPTRV 2 | BY-PASS TURBINE REDUCTING VALVE 2 |  | Active
3907 | PP1-BS 1 | BAND SCREEN 1 | RF 80DT1001-8-4C | Active
3908 | PP1-BS 2 | BAND SCREEN 2 | RF 80DT1001-8-4C | Active
3909 | PP1-BWS | BOILER WATER SAMPLING |  | Active
3910 | PP1-CCB01 | COAL CONVEYOR BELT |  | Active
3911 | PP1-CI | CORROSION INHIBATOR |  | Active
3912 | PP1-CON 1 | CONDENSER 1 | MO4NM16 | Active
3913 | PP1-CON2 | CONDENSER 2 |  | Active
3914 | PP1-CT | CONTROL TRANSFORMER |  | Active
3915 | PP1-CTRL | CONTROL ROOM |  | Active
3916 | PP1-CVT-01 | CONTROL VOLTAGE TRANSFORMER |  | Active
3917 | PP1-EAV | HUMIC ECONOMIZER ASH VALVE |  | Active
3918 | PP1-FASC-02 | FINE ASH SCREW CONVEYOR |  | Active
3919 | PP1-GAC 1 | GENERATOR AIR COOLER 1 | K 3719/6 E | Active
3920 | PP1-GAC 2 | GENERATOR AIR COOLER 2 | K 3719/6 E | Active
3921 | PP1-GE1 | GENERATOR EXCITER 1 |  | Active
3922 | PP1-HAAV | HUMIC ASH FEEDER VALVE |  | Active
3923 | PP1-HACO | HUMIC AIR COMPRESSOR |  | Active
3924 | PP1-HAPR | HUMIC AIR PRE-HEATER |  | Active
3925 | PP1-HBAV | HUMIC BOILER ASH VALVE |  | Active
3926 | PP1-HBFP1 | HUMIC BOILER FEEDWATER PUMP 1 |  | Active
3927 | PP1-HBFP2 | HUMIC BOILER FEEDWATER PUMP 2 |  | Active
3928 | PP1-HBH | HUMIC BAGHOUSE |  | Active
3929 | PP1-HBMDC | HUMIC BM DISCHARGE CONVEYOR |  | Active
3930 | PP1-HBME | HUMIC BM ELEVATOR |  | Active
3931 | PP1-HBSD | HUMIC BOILER STEAM DRUM |  | Active
3932 | PP1-HCAV | HUMIC CYCLONE ASH VALVE |  | Active
3933 | PP1-HCC | HUMIC COAL CRUSHER |  | Active
3934 | PP1-HCCONV | HUMIC COAL CONVEYOR |  | Active
3935 | PP1-HCF | HUMIC COAL FEEDER |  | Active
3936 | PP1-HCT | HUMIC COOLING TOWER |  | Active
3937 | PP1-HDP | HUMIC DEAERATOR PUMP |  | Active
3938 | PP1-HDT | HUMIC DEAERATOR TANK |  | Active
3939 | PP1-HEC1 | HUMIC ECONOMIZER 1 |  | Active
3940 | PP1-HEC2 | HUMIC ECONOMIZER 2 |  | Active
3941 | PP1-HECP | HUMIC EQUIPMENT COOLING PUMP |  | Active
3942 | PP1-HFBB | HUMIC FLUIDIZED BED BOILER |  | Active
3943 | PP1-HFDF | HUMIC FORCED DRAFT FAN |  | Active
3944 | PP1-HFOB | HUMIC FUEL OIL BURNER |  | Active
3945 | PP1-HIAD | HUMIC INSTRUMENT AIR DRYER |  | Active
3946 | PP1-HIDF | HUMIC INDUCED DRAFT FAN |  | Active
3947 | PP1-HMSV | HUMIC MAIN STEAM VALVE |  | Active
3948 | PP1-HOP | HUMIC OIL PUMP |  | Active
3949 | PP1-HSAF | HUMIC SECONDARY AIR FAN |  | Active
3950 | PP1-HVR | HIGH VOLTAGE ROOM |  | Active
3951 | PP1-IDFA | INDUCED DRAFT FAN AREA |  | Active
3952 | PP1-KL 1 | KIDNEY LOOP 1 |  | Active
3953 | PP1-KL 2 | KIDNEY LOOP 2 |  | Active
3954 | PP1-LT | LIGHTING TRANSFORMER |  | Active
3955 | PP1-MCC | MAIN COAL CONVEYOR |  | Active
3956 | PP1-MCC-01 | MOTOR CONTROL |  | Active
3957 | PP1-MCC1 | MOTOR CONTROL CENTER 1 |  | Active
3958 | PP1-MCC2 | MOTOR CONTROL CENTER 2 |  | Active
3959 | PP1-MOT | MAIN OIL TANK |  | Active
3960 | PP1-MS | MECHANICAL SHOP |  | Active
3961 | PP1-MSBDV 1 | MOTORIZED SOOT BLOWER DRAIN VALVE 1 | 1 LP 3063-4AB92-Z | Active
3962 | PP1-MSBDV 2 | MOTORIZED SOOT BLOWER DRAIN VALVE 2 | 1LP 3063-4AB92-Z | Active
3963 | PP1-NGP 1 | NUETRAL GROUND PANEL 1 |  | Active
3964 | PP1-NGP 2 | NUETRAL GROUND PANEL 2 |  | Active
3965 | PP1-OHC | OVERHEAD CRANE |  | Active
3966 | PP1-OS | OIL SEPARATOR |  | Active
3967 | PP1-PA-01 | PALL ARIA |  | Active
3968 | PP1-PS | PAGING SYSTEM |  | Active
3969 | PP1-RFF 1 | RADIAL - FLOW FAN 1 | M 56 - 2 | Active
3970 | PP1-RFF 2 | RADIAL - FLOW FAN 2 | M 56 - 2 | Active
3971 | PP1-ROP | RO PLANT |  | Active
3972 | PP1-SAP 2 | SULFURIC ACID PUMP 2 | FDR 71 C/2Q | Active
3973 | PP1-SBMV 1 | SOOT BLOWER MAIN VALVE 1 | 1 LP 3070-4AB92-Z | Active
3974 | PP1-SBMV 2 | SOOT BLOWER MAIN VALVE 2 | 1 LP 3070-4AB92-Z | Active
3975 | PP1-SH-01 | SWITCH HOUSE |  | Active
3976 | PP1-SP-01 | SETTLING POND |  | Active
3977 | PP1-SR | STORAGE ROOM |  | Active
3978 | PP1-SSC | SUMP SCREW CONVEYOR |  | Active
3979 | PP1-SWIC | SEAWATER INTAKE CHANNEL |  | Active
3980 | PP1-TC | TRIPPER CONVEYOR | KA60DT90S-4 | Active
3981 | PP1-TG-01 | TURBINE GENERATOR 1 |  | Active
3982 | PP1-TOC 1 | TWIN OIL COOLER 1 | 3A 4124-6080-080 | Active
3983 | PP1-TOC 2 | TWIN OIL COOLER 2 | 3A 4124-6080-080 | Active
3984 | PP1-TOF 1 | TWIN OIL FILTER 1 | 2.62.9.270.500.12.NW125 | Active
3985 | PP1-TOF 2 | TWIN OIL FILTER 2 | 2.62.9.270.500.12.NW126 | Active
3986 | PP1-UOA | USE OIL AREA |  | Active
3987 | PP1-UOP-01 | USE OIL PUMP |  | Active
3988 | PP1-VS | VIBRATING SCREEN |  | Active
3989 | PP1-VSC | VIBRATING SCREEN CONVEYOR | DFW 732MI-2 | Active
3990 | PP1-WH1 | WAREHOUSE |  | Active
3991 | PP1-WM-01 | WELDING MACHINE |  | Active
3992 | PP1-WS | WATER SCRUBBER |  | Active
3993 | PP1-WSC | WATER SCRUBBER |  | Active
3994 | PP2 C1 | CHIMNEY 1 |  | Active
3995 | PP2 C2 | CHIMNEY 2 |  | Active
3996 | PP2 ST | SEDIMENTATION TANK |  | Active
3997 | PP2-AC1 | ACTIVE CARBON 1 | QL-2-200 | Active
3998 | PP2-AC2 | ACTIVE CARBON 2 | QL-2-200 | Active
3999 | PP2-ACD | ACID CLEANING DEVICE |  | Active
4000 | PP2-AD | ALKALI DOSING | ?600 MM | Active
4001 | PP2-AD1 | ABSORPTION DRYER 1 | JWZ-30 | Active
4002 | PP2-AD2 | ABSORPTION DRYER 2 | JWZ-30 | Active
4003 | PP2-B1 | BURNER 1 |  | Active
4004 | PP2-B2 | BURNER 2 |  | Active
4005 | PP2-BAC1 | BOTTOM ASH COOLER 1 | FW-05 | Active
4006 | PP2-BAC2 | BOTTOM ASH COOLER 2 | FW-05 | Active
4007 | PP2-BAS | BOTTOM ASH SILO |  | Active
4008 | PP2-BS 2 | BAND SCREEN 2 |  | Active
4009 | PP2-BS-1 | BAND SCREEN 1 |  | Active
4010 | PP2-C | CONDENSER |  | Active
4011 | PP2-C1 | COMPRESSOR 1 | R901_W8.5 | Active
4012 | PP2-C2 | COMPRESSOR 2 | R901_W8.5 | Active
4013 | PP2-C3 | COMPRESSOR 3 | R901_W8.5 | Active
4014 | PP2-CA | CONCENTRATED ACID | V=0.6M3 | Active
4015 | PP2-CB 1 | COAL BUNKER 1 |  | Active
4016 | PP2-CB 2 | COAL BUNKER 2 |  | Active
4017 | PP2-CB 3 | COAL BUNKER 3 |  | Active
4018 | PP2-CB-5A | CONVEYOR BELT 5A | / YET160M-6TH | Active
4019 | PP2-CB-5B | CONVEYOR BELT 5B | / YET160M-6TH | Active
4020 | PP2-CC | CHEMICAL CLEANING | ?1012 MM | Active
4021 | PP2-CCR | CENTRAL CONTROL ROOM |  | Active
4022 | PP2-CCW-BP | CCW BOOSTER PUMP |  | Active
4023 | PP2-CHLO | CHLORINATION |  | Active
4024 | PP2-CR | CHEMICAL ROOM |  | Active
4025 | PP2-CR-A | CUSHION ROLLER |  | Active
4026 | PP2-DC | DOUPLEX COOLER |  | Active
4027 | PP2-DF | DOUPLEX FILTER |  | Active
4028 | PP2-DF1 | DEBRIS FILTER 1 | DB6-II / | Active
4029 | PP2-DF2 | DEBRIS FILTER 2 | DB6-II / | Active
4030 | PP2-DL-2 | DRUM LEVEL 2 |  | Active
4031 | PP2-DPA | DESALINATION PLANT |  | Active
4032 | PP2-DT | DEAERATOR TANK | GMC-70 | Active
4033 | PP2-DWT | DEMINERALIZED WATER TANK |  | Active
4034 | PP2-EDI-1 | ELECTRO DE-IONIZATION 1 | CJEDI-7 | Active
4035 | PP2-EDI-2 | ELECTRO DE-IONIZATION 2 | CJEDI-7 | Active
4036 | PP2-EH-01 | Electric Hoist |  | Active
4037 | PP2-EP | ELECTROCHLORINATION PLANT |  | Active
4038 | PP2-ESP-1 | ESP LINE 1 FIELD 1 |  | Active
4039 | PP2-FAS | FLY ASH SILO |  | Active
4040 | PP2-FFS | FIRE FIGHTING SYSTEM |  | Active
4041 | PP2-FOT | FUEL OIL TANK |  | Active
4042 | PP2-FSM-1 | FLY ASH SILO MIXER |  | Active
4043 | PP2-FST | FLOCCULATION AND SEDIMENTATION | 6000X3000X4000 | Active
4044 | PP2-FW | FURNACE |  | Active
4045 | PP2-GB | GEAR BOX |  | Active
4046 | PP2-GEC | GENERATOR EXCITER CABINET |  | Active
4047 | PP2-GSC | GLAND STEAM COOLER | CQ-0251-29 | Active
4048 | PP2-HCG | HYDRAULIC COAL GATE |  | Active
4049 | PP2-IAT | INSTRUMENT AIR TANK | C-6 /0.85 CS | Active
4050 | PP2-LOS | LUBRICATION OIL SYSTEM |  | Active
4051 | PP2-LOT | LUBE OIL TANK | / YG-0900-13 | Active
4052 | PP2-LPH | LOW PRESSURE HEATER |  | Active
4053 | PP2-LS | LIMESTONE SILO |  | Active
4054 | PP2-MCC-01 | MOTOR CONTROL CENTER MPH |  | Active
4055 | PP2-MCC-02 | MOTOR CONTROL CENTER COAL HANDLING |  | Active
4056 | PP2-MCC-03 | MOTOR CONTROL CENTER WATER TREATMENT |  | Active
4057 | PP2-MCC-04 | MOTOR CONTROL CENTER ESP |  | Active
4058 | PP2-MCC-05 | MOTOR CONTROL CENTER ELECTROCHLORONATION |  | Active
4059 | PP2-MMF-1 | MULTI MEDIA FILTER 1 | QL-2-200 | Active
4060 | PP2-MMF-2 | MULTI MEDIA FILTER 2 | QL-2-200 | Active
4061 | PP2-NGT | NEUTRAL GROUND TRANSFORMER |  | Active
4062 | PP2-OMF1 | OIL MIST FAN 1 |  | Active
4063 | PP2-OMF2 | OIL MIST FAN 2 |  | Active
4064 | PP2-OMF-SP | OIL MIST FAN SPARE |  | Active
4065 | PP2-OSD | OXYGEN SCAVENGER DOSING | GDJCY23 | Active
4066 | PP2-OTS | OPERATOR'S TRAINING SIMULATOR |  | Active
4067 | PP2-PACDP | POLY-ALUMINUM CHLORIDE DOSING PUMP | ?600 MM | Active
4068 | PP2-PAMDP | POLYACRYLAMIDE DOSING PUMP | ?600 MM | Active
4069 | PP2-PHE1 | PLATE HEAT EXCHANGER 1 | 005E MGS-10/1 | Active
4070 | PP2-PHE2 | PLATE HEAT EXCHANGER 2 | 005E MGS-10/1 | Active
4071 | PP2-RAAD | REDUCING AGENT ADDING DOSING PUMP | ?600 MM | Active
4072 | PP2-RWT | RAW WATER TANK |  | Active
4073 | PP2-SAE | STEAM AIR EJECTOR | C-0615-08 | Active
4074 | PP2-SAT | SERVICE AIR TANK | C-12.5/0.85 CS | Active
4075 | PP2-SG1 | SLUICE GATE 1 |  | Active
4076 | PP2-SG2 | SLUICE GATE 2 |  | Active
4077 | PP2-SHD | SODIUM HYPHOCHLORITE DOSING PUMP | ?600 MM | Active
4078 | PP2-SHST-1 | SODIUM HYPHOCHLORITE SOLUTION TANK 1 | V=2.0M3 | Active
4079 | PP2-SHST-2 | SODIUM HYPHOCHLORITE SOLUTION TANK 2 | V=2.0M3 | Active
4080 | PP2-SIDP | SCALE INHIBITOR DOSING PUMP |  | Active
4081 | PP2-SP | SLURRY PUMP |  | Active
4082 | PP2-SZP | SULZER PUMPS |  | Active
4083 | PP2-TBPPV | TURBINE BYPASS PNEUMATIC VALVE |  | Active
4084 | PP2-TC | TRIPPER CONVEYOR |  | Active
4085 | PP2-TS1 | TRAVELING SCREEN 1 | XWZ2000 / | Active
4086 | PP2-TS2 | TRAVELING SCREEN 2 | XWZ2000 / | Active
4087 | PP2-UPS | UN-INTERUPTABLE POWER SUPPLY 240 VDC |  | Active
4088 | PP2-WT-CIP | CLEANING IN PLACE |  | Active
4089 | PP2-WWTP | WASTE WATER TREATMENT PLANT |  | Active
4090 | P-PAN-01 | PANIAN PIT PUMPS |  | Active
4091 | PPH-012 | VIBRO HAMMER |  | Active
4092 | PPH-026 | VIBRO HAMMER |  | Active
4093 | PPH-28 | VIBRO HAMMER |  | Active
4094 | PPL-FL | FIXED LADDER |  | Active
4095 | PPL-LST-01 | LIMESTONE TRUCK |  | Active
4096 | PR-027 |  |  | Active
4097 | PR-028 |  |  | Active
4098 | PS-30 | POWER SHOVEL | PC450LC-7 | Active
4099 | PS-31 | POWER SHOVEL | PC450LC-7 | Active
4100 | PS-33 | POWER SHOVEL | PC400-7 | Active | 441 | 103 | 203
4101 | PS-36 | POWER SHOVEL | PC800LC-8 | Active | 441 | 103 | 203
4102 | PS-37 | POWER SHOVEL | HYUNDAI ROBEX800LC-7A | Active | 441 | 103 | 203
4103 | PS-DISPENSER | DISPENSER |  | Active
4104 | PSG-02 | GEARBOX- PLANETARY SLEWING |  | Active
4105 | PSG-03 | GEARBOX- PLANETARY SLEWING |  | Active
4106 | PSG-04 | GEARBOX- PLANETARY SLEWING |  | Active
4107 | PSG-05 | GEARBOX- PLANETARY SLEWING |  | Active
4108 | PSG-06 | GEARBOX- PLANETARY SLEWING |  | Active
4109 | PSG-07 | GEARBOX- PLANETARY SLEWING |  | Active
4110 | PSG-08 | GEARBOX- PLANETARY SLEWING |  | Active
4111 | PSG-09 | GEARBOX- PLANETARY SLEWING |  | Active
4112 | PSG-10 | GEARBOX- PLANETARY SLEWING |  | Active
4113 | PSG-11 | GEARBOX- PLANETARY SLEWING |  | Active
4114 | PSG-12 | GEARBOX- PLANETARY SLEWING |  | Active
4115 | PSG-13 | GEARBOX- PLANETARY SLEWING |  | Active
4116 | PSG-14 | GEARBOX- PLANETARY SLEWING |  | Active
4117 | PSG-15 | GEARBOX- PLANETARY SLEWING |  | Active
4118 | PSG-16 | GEARBOX- PLANETARY SLEWING |  | Active
4119 | PUMP |  |  | Active
4120 | PUMP LEAKI |  |  | Active
4121 | PW-01 | PRESSURE WASHER HONDA V-TWIN24.0 | ACN006662862 | Active
4122 | PW-02 | PRESSURE WASHER |  | Active
4123 | PW-03 | PRESSURE WASHER |  | Active
4124 | PW-04 | PRESSURE WASHER |  | Active
4125 | PW-05 | PRESSURE WASHER |  | Active
4126 | PW-06 | PRESSURE WASHER |  | Active
4127 | PW-07 | PRESSURE WASHER |  | Active
4128 | PW-08 | PRESSURE WASHER |  | Active
4129 | PW-09 | PRESSURE WASHER |  | Active
4130 | PW-10 | POST-2 PRESS WASHER |  | Active
4131 | PW-11 | PRESSURE WASHER |  | Active
4132 | PW-11-01 | KUBOTA Pressure Washer-Motorpool |  | Active
4133 | PW-11-02 | KUBOTA Pressure Washer | PRODUCT WRT-03 | Active
4134 | PW-11-03 | KUBOTA Pressure Washer | MTSO KW-08 | Active
4135 | PW-11-04 | KUBOTA Pressure Washer | MTSO WTR-07 | Active
4136 | PW-12 | PRESSURE WASHER |  | Active
4137 | PW-14 | PRESSURE WASHER |  | Active
4138 | PW-17 | PRESSURE WASHER | HYDROMAT | Active
4139 | PW-18 | PRESSURE WASHER | HYDROMAT | Active
4140 | PW-19 | PRESSURE WASHER | HYDROMAT HD2050 | Active
4141 | PWG-01 | GEARBOX- PLANETARY WHEEL |  | Active
4142 | PWG-02 | GEARBOX- PLANETARY WHEEL |  | Active
4143 | PWG-03 | GEARBOX- PLANETARY WHEEL |  | Active
4144 | PWG-04 | GEARBOX- PLANETARY WHEEL |  | Active
4145 | PWG-05 | GEARBOX- PLANETARY WHEEL |  | Active
4146 | PW-POST 2 | PRESSURE WASHER |  | Active
4147 | PWS-01 | PRESSURE WASHER | POSEIDON 4-29 | Active
4148 | PWS-02 | PRESSURE WASHER | C-110E | Active
4149 | PWS-03 | PRESSURE WASHER | C-110E | Active
4150 | PW-VILLAGE | PRESSURE WASHER |  | Active
4151 | R210-01 | POWER SHOVEL | HYUNDAI ROBEX210LC-7 | Active
4152 | R210-03 | POWER SHOVEL | HYUNDAI ROBEX210LC-7 | Active
4153 | R210-04 | POWER SHOVEL | HYUNDAI ROBEX210LC-7 | Active
4154 | R210-05 | POWER SHOVEL | HYUNDAI ROBEX210LC-7H | Active
4155 | R210-06 | POWER SHOVEL | HYUNDAI ROBEX210LC-7H | Active
4156 | R450-01 | POWER SHOVEL | HYUNDAI ROBEX450LC-7 | Active
4157 | R450-02 | POWER SHOVEL | HYUNDAI ROBEX450LC-7 | Active
4158 | R450-03 | POWER SHOVEL | HYUNDAI ROBEX450LC-7 | Active
4159 | R450-04 | POWER SHOVEL | HYUNDAI ROBEX450LC-7 | Active
4160 | RC-02 | ROAD COMPACTOR | JV100WA-2 | Active
4161 | RC-03 | ROAD COMPACTOR | JV100WA-2 | Active
4162 | RC-04 | ROAD COMPACTOR | JV100WA-2 | Active
4163 | RC-05 | ROAD COMPACTOR |  | Active
4164 | RC-06 | ROAD COMPACTOR |  | Active
4165 | RD-01 | ROCK DRILL |  | Active | 465 | 121 | 217
4166 | RDM-01 | RADIAL DRILLING MACHINE #1 | IKEDA ACE-9 | Active | 465 | 121 | 217
4167 | RDM-03 | RADIAL DRILLING MACHINE #3 | FORADIA MT-75 / 2000 | Active | 465 | 121 | 217
4168 | REEFER VAN ENGINE #3 | REEFER VAN ENGINE |  | Active
4169 | RG3355-01 | GEARBOX- CONVEYOR | RG-3355-3TP | Active
4170 | RG3355-03 | GEARBOX- CONVEYOR | RG-3355-3TP | Active
4171 | RG3355-04 | GEARBOX- CONVEYOR | RG-3355-3TP | Active
4172 | RG3355-05 | GEARBOX- CONVEYOR | RG-3355-3TP | Active
4173 | RG3355-06 | GEARBOX- CONVEYOR | RG-3355-3 | Active
4174 | RG3355-07 | GEARBOX- CONVEYOR | RG-3355-3TP | Active
4175 | RG3355-08 | GEARBOX- CONVEYOR | RG-3355-3TP | Active
4176 | RG3355-09 | GEARBOX- CONVEYOR | RG-3355-3TP | Active
4177 | RG3355-10 | GEARBOX- CONVEYOR | RG-3355-3TP | Active
4178 | RHP-01 | HYDRAULIC PRESS | 132M-4 | Active
4179 | RM-01 | RECLAIMER #1 | N/I | Active
4180 | RM-02 | RECLAIMER #2 | QL1000.22.8 | Active
4181 | RM-03 | RECLAIMER #3 | QL1000.22.8 | Active
4182 | RM-04 | RECLAIMER # 4 |  | Active
4183 | RN250-03 | GEARBOX- CONVEYOR | K3H-0250-10 | Active
4184 | RN250-04 | GEARBOX- CONVEYOR | ROTANORM RN-250 | Active
4185 | RN250-05 | GEARBOX- CONVEYOR | ROTANORM RN-250 | Active
4186 | RN250-06 | GEARBOX- CONVEYOR | K3H-0250-10 | Active
4187 | RN250-07 | GEARBOX- CONVEYOR | K3H-0250-10 | Active
4188 | RN250-08 | GEARBOX- CONVEYOR | K3H-0250-10 | Active
4189 | RN250-09 | GEARBOX- CONVEYOR | K3H-0250-10 | Active
4190 | RN250-10 | GEARBOX- CONVEYOR | K3H-0250-10 | Active
4191 | RN250-11 | GEARBOX- CONVEYOR |  | Active
4192 | RN250-12 | GEARBOX- CONVEYOR | ROTANORM RN-250 | Active
4193 | RN250-15 | GEARBOX- CONVEYOR | K3H-0250-10 | Active
4194 | RN250-16 | GEARBOX- CONVEYOR | K3H-0250-10 | Active
4195 | RN250-21 | GEARBOX- CONVEYOR | K3H-0250-10 | Active
4196 | RN250-22 | GEARBOX- CONVEYOR | K3H-0250-10 | Active
4197 | RN250-23 | GEARBOX- CONVEYOR | K3H-0250-10 | Active
4198 | RN250-24 | GEARBOX- CONVEYOR | K3H-0250-10 | Active
4199 | RN250-25 | GEARBOX- CONVEYOR | K3H-0250-10 | Active
4200 | RN250-26 | GEARBOX- CONVEYOR | K3H-0250-10 | Active
4201 | RN250-27 | GEARBOX- CONVEYOR | ROTANORM RN-250 | Active
4202 | RN250-28 | GEARBOX- CONVEYOR | K3H-0250-10 | Active
4203 | RN250-29 | GEARBOX- CONVEYOR | ROTANORM RN-250 | Active
4204 | RN250-30 | GEARBOX- CONVEYOR | ROTANORM RN-250 | Active
4205 | RN250-31 | GEARBOX- CONVEYOR | ROTANORM RN-250 | Active
4206 | RN355-02 | GEARBOX- CONVEYOR | ROTANORM RN-355 | Active
4207 | RN355-03 | GEARBOX- CONVEYOR | ROTANORM RN-355 | Active
4208 | RN355-04 | GEARBOX- CONVEYOR | ROTANORM RN-355 | Active
4209 | RN355-05 | GEARBOX- CONVEYOR | K3H-0355-10 | Active
4210 | RN355-08 | GEARBOX- CONVEYOR | K3H-0355-10 | Active
4211 | RN355-09 | GEARBOX- CONVEYOR | K3H-0355-10 | Active
4212 | RN355-10 | GEARBOX- CONVEYOR | K3H-0355-10 | Active
4213 | RN355-12 | GEARBOX- CONVEYOR | ROTANORM RN-355 | Active
4214 | RN355-13 | GEARBOX- CONVEYOR | K3H-0355-10 | Active
4215 | RN355-14 | GEARBOX- CONVEYOR | K3H-0355-10 | Active
4216 | RN355-15 | GEARBOX- CONVEYOR | ROTANORM RN-355 | Active
4217 | RN355-16 | GEARBOX |  | Active
4218 | RN355-17 | GEARBOX- CONVEYOR | ROTANORM RN-355 | Active
4219 | RN355-18 | GEARBOX- CONVEYOR | K3H-0355-10 | Active
4220 | RN355-19 | GEARBOX- CONVEYOR | ROTANORM RN-355 | Active
4221 | RN355-21 | GEARBOX- CONVEYOR | ROTANORM RN-355 | Active
4222 | RN355-22 | GEARBOX- CONVEYOR | ROTANORM RN-355 | Active
4223 | RN355-24 | GEARBOX- CONVEYOR | ROTANORM RN-355 | Active
4224 | RN355-27 | GEARBOX- CONVEYOR | ROTANORM RN-355 | Active
4225 | RN355-28 | GEARBOX- CONVEYOR | ROTANORM RN-355 | Active
4226 | RN355-30 | GEARBOX- CONVEYOR |  | Active
4227 | RN355-31 | GEARBOX- CONVEYOR |  | Active
4228 | RN355-33 | GEARBOX- CONVEYOR |  | Active
4229 | RN355-35 | GEARBOX- CONVEYOR | ROTANORM RN-355 | Active
4230 | RN355-39 | GEARBOX- CONVEYOR | ROTANORM RN-355 | Active
4231 | RN355-40 | GEARBOX- CONVEYOR | K3H-0355-10 | Active
4232 | RN355-41 | GEARBOX- CONVEYOR | ROTANORM RN-355 | Active
4233 | RN355-42 | GEARBOX- CONVEYOR |  | Active
4234 | RN355-48 | GEARBOX-CONVEYOR | ROTANORM RN-355 | Active
4235 | RN355-49 | GEARBOX-CONVEYOR |  | Active
4236 | RN355-50 | GEARBOX-CONVEYOR |  | Active
4237 | RN355-56 | GEARBOX |  | Active
4238 | RN355-70 | GEARBOX- CONVEYOR | ALPHA MACHINERY | Active
4239 | RN355-71 | GEARBOX- CONVEYOR |  | Active
4240 | RN355-73 | GEARBOX- CONVEYOR |  | Active
4241 | ROTARY LIFT-01 |  | SM30L | Active
4242 | ROTARY LIFT-02 |  | SM30L | Active
4243 | RP-C478 | HELICOPTER |  | Active
4244 | RR-13 | ROAD COMPACTOR | CA251-DYNAPAC | Active
4245 | S-01 | MOLAVE BASE |  | Active
4246 | S100-01 | SEALWOOD PUMP |  | Active
4247 | S100-02 | SEALWOOD PUMP |  | Active
4248 | S100-03 | SEALWOOD PUMP |  | Active
4249 | S100-04 | SEALWOOD PUMP |  | Active
4250 | S150-01 | SEALWOOD PUMP |  | Active
4251 | S150-02 | SEALWOOD PUMP |  | Active
4252 | S150-03 | SEALWOOD PUMP |  | Active
4253 | S150-04 | SEALWOOD PUMP |  | Active
4254 | SAC-01 | SULLAIR COMPRESSOR | LS20-125HH1CSOLL | Active | 591 | 131 | 231
4255 | SAC-02 | SULLAIR COMPRESSOR | WS3712 | Active | 591 | 131 | 231
4256 | SAC-03 | SULLAIR COMPRESSOR |  | Active | 591 | 131 | 231
4257 | SAC-04 | SULLAIR COMPRESSOR | LS16-100HH AC SULL | Active | 591 | 131 | 231
4258 | SAC-05 | SULLAIR COMPRESSOR | WS1109 AC SULL | Active | 591 | 131 | 231
4259 | SAC-06 | SULLAIR COMPRESSOR | LS16-100HH AC SULL | Active | 591 | 131 | 231
4260 | SAC-07 | SULLAIR COMPRESSOR | WS3712 AC | Active | 591 | 131 | 231
4261 | SAC-08 | SULLAIR COMPRESSOR | WS3712 AC | Active | 591 | 131 | 231
4262 | SAC-09 | SULLAIR COMPRESSOR | WS1109 AC SULL | Active | 591 | 131 | 231
4263 | SAC-10 | SULLAIR COMPRESSOR |  | Active | 591 | 131 | 231
4264 | SAC-11 | SULLAIR COMPRESSOR | WS2208AC SULL | Active | 591 | 131 | 231
4265 | SAC-12 | SULLAIR COMPRESSOR | WS3712 AC | Active | 591 | 131 | 231
4266 | SAC-14 | SULLAIR COMPRESSOR | WS3712 AC | Active | 591 | 131 | 231
4267 | SAC-15 | SULLAIR COMPRESSOR | LS16-100HH | Active | 591 | 131 | 231
4268 | SAC-16 | SULLAIR COMPRESSOR | WS3712 AC | Active | 591 | 131 | 231
4269 | SAC-17 | SULLAIR COMPRESSOR | WS7510 AC | Active | 591 | 131 | 231
4270 | SAC-18 | SULLAIR COMPRESSOR | WS7510 AC | Active | 591 | 131 | 231
4271 | SAC-19 | SULLAIR COMPRESSOR | LS16-100HH AC SULL | Active
4272 | SAC-20 | SULLAIR COMPRESSOR |  | Active
4273 | SB MB SPRINTER | MERCEDES BENZ BUS SPRINTER | SPRINTER 316 | Active
4274 | SB-003 | CONVEYOR LINE |  | Active
4275 | SB-01 | SHUTTLE BUS MITSUBISHI |  | Active | 521 | 115 | 223
4276 | SB-02 | SHUTTLE BUS MITSUBISHI |  | Active | 521 | 115 | 223
4277 | SB-03 | SHUTTLE BUS MITSUBISHI |  | Active | 521 | 115 | 223
4278 | SB-04 | SHUTTLE BUS MITSUBISHI |  | Active | 521 | 115 | 223
4279 | SB-05 | SHUTTLE STAKE TRUCK MITSUBISHI |  | Active | 521 | 115 | 223
4280 | SB-06 | SHUTTLE BUS MITSUBISHI CANTER |  | Active | 521 | 115 | 223
4281 | SB-07 | SERVICE BUS | UNIVERSE CLASSIC | Active | 521 | 115 | 223
4282 | SB-08 | NISSAN SHUTTLE BUS (DMCI) |  | Active | 521 | 115 | 223
4283 | SB-09 | SUBSTATION 9 |  | Active
4284 | SB1 | CONVEYOR LINE -LINE FEEDING STACKER (CBS) | BELT WIDTH = 1400 | Active
4285 | SB-1 | SUBSTATION-1 |  | Active
4286 | SB10 | CONVEYOR LINE -LINE FEED BY RECLAIMER 3 | BELT WIDTH = 1200 | Active
4287 | SB-10 | SUBSTATION 10 |  | Active
4288 | SB11 | CONVEYOR LINE -LINE FEED BY RECLAIMER 3 | BELT WIDTH = 1200 | Active
4289 | SB-11 | SUBSTATION 11 |  | Active
4290 | SB-12 | SUBSTATION-12 |  | Active
4291 | SB-14 | SUBSTATION-14 |  | Active
4292 | SB2 | CONVEYOR LINE -LINE FEED BY RECLAIMER 1 | BELT WIDTH = 1200 | Active
4293 | SB-2 | SUBSTATION-2 |  | Active
4294 | SB3 | CONVEYOR LINE -LINE FEED BY RECLAIMER 2 | BELT WIDTH = 1200 | Active
4295 | SB-3 | SUBSTATION-3 |  | Active
4296 | SB4 | CONVEYOR LINE -NEAR MS2 AFTER SB3 (SHIPLINE 2) | BELT WIDTH = 1200 | Active
4297 | SB-4 | SUBSTATION 4 |  | Active
4298 | SB5 | CONVEYOR LINE -NEAR MS2 AFTER SB2 (SHIPLINE 1) | BELT WIDTH = 1200 | Active
4299 | SB6 |  | BELT WIDTH = 1200 | Active
4300 | SB-6 | SUBSTATION 6 |  | Active
4301 | SB7 |  | BELT WIDTH = 1200 | Active
4302 | SB-7 | SUBSTATION 7 |  | Active
4303 | SB8 | CONVEYOR LINE -LINE FEED BY RECLAIMER 3 | BELT WIDTH = 1200 | Active
4304 | SB-8 | SUBSTATION 8 |  | Active
4305 | SB9 | CONVEYOR LINE -LINE FEED BY RECLAIMER 3 | BELT WIDTH = 1200 | Active
4306 | SD-01 | CWP SCRUBBER DRUM 1 | NONE | Active
4307 | SD-02 | CWP SCRUBBER DRUM 2 | NONE | Active
4308 | SELWOOD-2 | SELWOOD | SELWOOD | Active
4309 | SELWOOD-3 | SELWOOD | SELWOOD | Active
4310 | SELWOOD-4 | SELWOOD | SELWOOD | Active
4311 | SELWOOD-6 | SELWOOD | SELWOOD | Active
4312 | SELWOOD-7 | SELWOOD | SELWOOD | Active
4313 | SET BUCKET TOOTH FOR |  |  | Active
4314 | SEW32-01 | GEARBOX- CONVEYOR | MC3RLHF02 | Active
4315 | SEW32-02 | GEARBOX- CONVEYOR | MC3RLHF02 | Active
4316 | SEW75-01 | GEARBOX- WHEEL | P2HF062 | Active
4317 | SEW75-02 | GEARBOX- WHEEL | P2HF062 | Active
4318 | SH-01 | SHIPLOADER #1 | N/I | Active
4319 | SH-02 | SHIPLOADER #2 | NONE | Active
4320 | SH-03 | SHIPLOADER #3 | NONE | Active
4321 | SHB-09 | SERVICE BUS |  | Active
4322 | SL-01 | SCISSOR LIFT | GS-3384 | Active
4323 | SL-02 | SCISSOR LIFT | GS-3384 | Active
4324 | SL-03 | SCISSOR LIFT | GS-3384 | Active
4325 | SLM-01 | SLOTTING MACHINE #1 | CABE 360 ST | Active
4326 | SLP-01 | CWP SLURRY PUMP 1 |  | Active
4327 | SLP-02 | CWP SLURRY PUMP 2 |  | Active
4328 | SLP-03 | CWP SLURRY PUMP 3 |  | Active
4329 | SLP-04 | CWP SLURRY PUMP 4 |  | Active
4330 | SLT-106 | STEAM LOCOMOTIVE |  | Active
4331 | SLT-107 | STEAM LOCOMOTIVE TRAIN |  | Active
4332 | SLWP-01 | SLIPWAY 5000T |  | Active
4333 | SM-01 | SHEARING MACHINE #1 | YCS-310160H | Active
4334 | SM-03 | SHAPER MACHINE #3 | SIZE: HS-36B | Active
4335 | SM-04 | SHAPER MACHINE #4 |  | Active
4336 | SMC-EMW-111 | WELDING MACHINE |  | Active
4337 | SMC-EW-108 | WELDING MACHINE |  | Active
4338 | SMC-EW-109 | SMC-EW-109 | MILLER WELDING MACHINE | Active
4339 | SMC-EW-23 | WELDING MACHINE | 500 | Active
4340 | SMC-EW-53 | WELDING MACHINE |  | Active
4341 | SMC-EWM-208 | WELDING MACHINE |  | Active
4342 | SMC-EWM-77 | WELDING MACHINE |  | Active
4343 | SMPC-ARW-001 | AUTOMATIC ROLLER WELDER |  | Active
4344 | SMPC-ARW-02 | AUTOMATIC ROLLER WELDING MACHINE | MRW-F | Active
4345 | SMPC-ARW-03 | AUTOMATIC ROLLER WELDING MACHINE | MRW-F | Active
4346 | SMPC-EDWM-0039 | KEMPPI KEMPACT WELDING MACHINE | KEMPPI 2350 MIG | Active
4347 | SMPC-EDWM-0040 | DENYO WELDING MACHINE |  | Active
4348 | SMPC-EDWM-646 | WELDING MACHINE |  | Active
4349 | SMPC-EMW-245 | WELDING MACHINE |  | Active
4350 | SMPC-EW-118-99 | WELDING MACHINE |  | Active
4351 | SMPC-EW-2008 | WELDING MACHINE |  | Active
4352 | SMPC-EW-73 | WELDING MACHINE |  | Active
4353 | SMPC-EWM-176 | WELDING MACHINE |  | Active
4354 | SMPC-EWM-213 | WELDING MACHINE |  | Active
4355 | SMPC-EWM-251 | WELDING MACHINE |  | Active
4356 | SMPC-EWM-261 | WELDING MACHINE |  | Active
4357 | SMPC-EWM-263 | LINCOLN WELDING MACHINE |  | Active
4358 | SMPC-EWM-307 | WELDING MACHINE |  | Active
4359 | SMPC-EWM-318 | AUTOMATIC WELDING MACHINE |  | Active
4360 | SMPC-EWM-371 | WELDING MACHINE | LINCOLN ELECTRIC IDEAL ARC | Active
4361 | SMPC-EWM-372 | WELDING MACHINE | LINCOLN ELECTRIC IDEAL ARC | Active
4362 | SMPC-EWM-503 | WELDING MACHINE |  | Active
4363 | SMPC-EWM-74 | LINCOLN WELDING MACHINE |  | Active
4364 | SMPC-LC-01 | LUBE CARRIER |  | Active
4365 | SMPC-LC-02 | LUBE CARRIER |  | Active
4366 | SMPC-LC-03 | LUBE CARRIER |  | Active
4367 | SMPC-LC-04 | LUBE CARRIER |  | Active
4368 | SMPC-LC-05 | LUBE CARRIER |  | Active
4369 | SMPC-LC-06 | LUBE CARRIER |  | Active
4370 | SMPC-MM-01 |  |  | Active
4371 | SMPC-PT-01 | PALLET TRUCK |  | Active
4372 | SMPC-PW-21 | PRESSURE WASHER |  | Active
4373 | SMPC-PW-22 | PRESSURE WASHER |  | Active
4374 | SMPC-PW-23 | PRESSURE WASHER |  | Active
4375 | SP-01 | SLURRY PUMP | 8/6 SYFC | Active
4376 | SP-02 | SLURRY PUMP | 6/4 D-AH | Active
4377 | SP-07 | SLURRY PUMP | 10/8 F-M | Active
4378 | SP-09 | SLURRY PUMP | 8/6 F-AH | Active
4379 | SP-11 | SLURRY PUMP | 8/6 SYFC | Active
4380 | SP-112 | SLURRY PUMP |  | Active
4381 | SP-12 | SLURRY PUMP | 10/8 F-AH | Active
4382 | SP-13 | SLURRY PUMP | 8/6 F-AH | Active
4383 | SP-15 | SLURRY PUMP |  | Active
4384 | SP-17 | SLURRY PUMP | 8/6 SYFC | Active
4385 | SP-18 | SLURRY PUMP | 8/6 SYFC | Active
4386 | SP-19 | SLURRY PUMP | 8/6 SYFC | Active
4387 | SP-22 | SLURRY PUMP |  | Active
4388 | SP-23 | SLURRY PUMP | 8/6 SYFC-AH | Active
4389 | SP-27 | SLURRY PUMP | 8/6 SYFC | Active
4390 | SP-31 | SLURRY PUMP | 8/6 SYFC | Active
4391 | SP-32 | SLURRY PUMP | 8/6 SYFC-AH | Active
4392 | SP-34 | SLURRY PUMP | 8/6 F-AH | Active
4393 | SP-345 | DMCI CANTER |  | Active
4394 | SP-41 | SLURRY PUMP | 8/6 F-AH | Active
4395 | SP-42 | SLURRY PUMP | 8/6 SYFC-AH | Active
4396 | SP-434 | DMCI CANTER |  | Active
4397 | SP-95 | SLURRY PUMP | 8/6 F-AH | Active
4398 | SP-99 | SLURRY PUMP | 8/6 F-AH | Active
4399 | SR-01 | STACKER | AS 1400/2800 X 29.6 | Active
4400 | SR-02 | STACKER |  | Active
4401 | SRC-01 | CONVEYOR- CWP STACKER | BELT WIDTH = 1000 | Active
4402 | SRJ-01 | SUNRUN JACK 100TONS; DOUBLE ACTING | RSR-10013 | Active
4403 | SS-005 | SUBSTATION (K5) |  | Active
4404 | SS-01 | SUBSTATION, GREY VAN |  | Active
4405 | SS-02 | SUBSTATION (K2AH) |  | Active
4406 | SS-03 | SUBSTATION (K1BH) |  | Active
4407 | SS-04 | SUBSTATION (K1AR) |  | Active
4408 | SS-05 | SUBSTATION (K1AH) |  | Active
4409 | SS-07 | SUBSTATION (K2B) |  | Active
4410 | SS-08 | SUBSTATION (K2C) |  | Active
4411 | SS-09 | SUBSTATION (MOLAVE TRASFER LINE) |  | Active
4412 | SS-10 | SUBSTATION (K1DH) |  | Active
4413 | ST-156-203 | MITSUBISHI FUSO |  | Active
4414 | ST-156-204 | MITSUBISHI FUSO |  | Active | 591 | 114 | 214
4415 | ST-156-205 | MITSUBISHI FUSO |  | Active | 591 | 114 | 214
4416 | ST-156-206 | MITSUBISHI FUSO |  | Active | 591 | 114 | 214
4417 | ST-156-207 | MITSUBISHI FUSO |  | Active | 370 | 114 | 214
4418 | ST-188-03 | PRIME MOVER | TGS 33.440 | Active
4419 | ST-188-04 | PRIME MOVER | TGS 33.440 | Active
4420 | ST-188-05 | PRIME MOVER | TGS 33.440 | Active
4421 | ST-188-06 | PRIME MOVER | TGS 33.440 | Active
4422 | ST-188-07 | PRIME MOVER | TGS 33.440 | Active
4423 | STLB-01 | S/B BUGOY (CERI) | SHIP-SB01-VSL | Active
4424 | STLB-03 | S/B CINDERELLA (CERI) | SHIP-SB03-VSL | Active
4425 | STLB-04 | S/B LEBAK (CERI) | SHIP-SB04-VSL | Active
4426 | STLB-05 | S/B CAGAYAN (CERI) | SHIP-SB05-VSL | Active
4427 | STLB-06 | S/B PAUL (CERI) | SHIP-SB06-VSL | Active
4428 | STLB-07 | S/B DACON 1 (CERI) | SHIP-SB07-VSL | Active
4429 | STLB-09 | S/B DACON III (CERI) | SHIP-SB09-VSL | Active
4430 | STLB-10 | S/B CHIN-CHIN (CERI) | SHIP-SB10-VSL | Active
4431 | STLB-11 | S/B JOANNE MARIE (SMPC) | SHIP-SB11-VSL | Active
4432 | STLB-12 | S/B ALEXI (SMPC) | SHIP-SB12-VSL | Active
4433 | STLB-14 | S/B KRIZZA RICA (SMPC) | SHIP-SB14-VSL | Active
4434 | STLB-15 | S/B MAI MAI (SMPC) | SHIP-SB15-VSL | Active
4435 | STLB-16 | S/B MAE (SMPC) | SHIP-SB16-VSL | Active
4436 | STLB-17 | S/B NECAH (CERI) | SHIP-SB17-VSL | Active
4437 | STLB-18 | S/B RIANNE (CERI) | SHIP-SB18-VSL | Active
4438 | STLB-19 | S/B CONSUELO (CERI) | SHIP-SB19-VSL | Active
4439 | STLB-20 | S/B BUNLAO (CERI) | SHIP-SB20-VSL | Active
4440 | STLB-21 | S/B MARGARIT ANNE (SMPC) | SHIP-SB21-VSL | Active
4441 | STLB-22 | S/B RAC (CERI) | SHIP-SB22-VSL | Active
4442 | STLB-23 | S/B DINKY (CERI) | SHIP-SB23-VSL | Active
4443 | STLB-24 | S/B JOSEFA 3 (CERI) | SHIP-SB24-VSL | Active
4444 | SV-01 | SERVICE VEHICLE DEFENDER WHITE |  | Active
4445 | SV-02 | SERVICE VEHICLE DEFENDER GREEN |  | Active
4446 | SV-03 | SERVICE VEHICLE, LAND ROVER | DEFENDER 110 | Active
4447 | SV-04 | SERVICE VEHICLE, LAND ROVER | DEFENDER 110 | Active
4448 | SV-05 | SERVICE VEHICLE, LAND ROVER | DEFENDER 110 | Active
4449 | SV-06 | SERVICE VEHICLE, LAND ROVER | DEFENDER 90 | Active
4450 | SV-07 | SERVICE VEHICLE, LAND ROVER | DEFENDER 90 | Active
4451 | SV-08 | SERVICE VEHICLE, LAND ROVER | DEFENDER 90 | Active
4452 | SV-09 | SERVICE VEHICLE, LAND ROVER | DEFENDER 90 | Active
4453 | SV-10 | SERVICE VEHICLE, LAND ROVER | DEFENDER 110 | Active
4454 | SV-100 | SERVICE VEHICLE TOYOTA HI-LUX |  | Active
4455 | SV-105-119 | SERVICE VEHICLE KIA 4X2 PANORAMIC |  | Active
4456 | SV-105-120 | SERVICE VEHICLE KIA 4X2 PANORAMIC |  | Active
4457 | SV-106-169 | SERVICE VEHICLE MITSUBISHI STRADA GLXCOMMON RAIL |  | Active
4458 | SV-106-170 | SERVICE VEHICLE MITSUBISHI STRADA GLXCOMMON RAIL |  | Active
4459 | SV-107-121 | SERVICE VEHICLE SUZUKI PICK-UP SINGLE CAB |  | Active
4460 | SV-107-122 | SERVICE VEHICLE SUZUKI PICK-UP SINGLE CAB |  | Active
4461 | SV-108 | SERVICE VEHICLE SUZUKI SJ51 SAMURAI |  | Active
4462 | SV-11 | SERVICE VEHICLE, LAND ROVER | DEFENDER 110 | Active
4463 | SV-110 | SERVICE VEHICLE SUZUKI SAMURAI |  | Active
4464 | SV-111 | SERVICE VEHICLE KIA 4X4 |  | Active
4465 | SV-112 | SERVICE VEHICLE KIA 4X4 |  | Active
4466 | SV-114 | SERVICE VEHICLE SUZUKI SJ51 SAMURAI |  | Active
4467 | SV-114-210 | Toyota Land Crusier 70 MTSO |  | Active
4468 | SV-114-211 | Toyota Land Cruser 70 MTSO |  | Active
4469 | SV-114-212 | Toyota Land Cruiser 70 SHP |  | Active | 521 | 113 | 213
4470 | SV-114-214 | Toyota Land Cruiser 70 MOB |  | Active
4471 | SV-114-215 | Toyota Land Cruiser 70 MTSO |  | Active
4472 | SV-114-216 | Toyota Land Cruiser 70 MOBILE |  | Active | 521 | 113 | 213
4473 | SV-114-217 | Toyota Land Cruiser 70 MTSO |  | Active | 383 | 113 | 213
4474 | SV-114-218 | Toyota Land Cruiser 70 |  | Active | 471 | 113 | 213
4475 | SV-114-219 | Toyota Land Cruiser 70 ASD Medical |  | Active | 541 | 113 | 213
4476 | SV-114-220 | Toyota Land Crusier 70 |  | Active
4477 | SV-114-221 | Toyota Land Cruiser 70 ACCTG |  | Active | 711 | 113 | 213
4478 | SV-114-222 | Toyota Land Cruiser 70 PPL |  | Active
4479 | SV-114-223 | Toyota LAnd Cruiser 70 HRD |  | Active | 521 | 113 | 213
4480 | SV-114-224 | Toyota Land Cruiser 70 |  | Active | 521 | 113 | 213
4481 | SV-114-225 | Toyota Land Cruiser 70 |  | Active | 521 | 113 | 213
4482 | SV-114-226 | Toyota Land Cruiser 70 RPL |  | Active
4483 | SV-117 | SERVICE VEHICLE SUZUKI SJ51 SAMURAI |  | Active
4484 | SV-117-714 | SERVICE VEHICLE MITSUBISHI CANTER 519 |  | Active
4485 | SV-117-715 | SERVICE VEHICLE MITSUBISHI CANTER 519 |  | Active
4486 | SV-12 | SERVICE VEHICLE, LAND ROVER, DEFENDER 90 |  | Active
4487 | SV-129-193 | Mitsubishi Canter 4WD | 4D34 | Active
4488 | SV-129-194 | Mitsubishi Canter 4WD | 4D34 | Active
4489 | SV-129-195 | Mitsubishi Canter 4WD | 4D34 | Active
4490 | SV-129-196 | Mitsubishi Canter 4WD | 4D34 | Active
4491 | SV-129-197 | Mitsubishi Canter 4WD | 4D34 | Active
4492 | SV-129-198 | Mitsubishi Fuso 6D16 |  | Active
4493 | SV-129-199 | Mitsubishi Fuso GD16 |  | Active
4494 | SV-129-200 | Mitsubishi Fuso w Palfinger Crane | 6D16 | Active
4495 | SV-129-201 | Mitsubishi Fuso | 6D16 | Active
4496 | SV-129-202 | Mitsubishi Fuso | 6D16 | Active
4497 | SV-13 | SERVICE VEHICLE, LAND ROVER | DEFENDER 90 | Active
4498 | SV-1311-227 | SV, LAND CRUISER | HZJ78L | Active
4499 | SV-1311-228 | SV, LAND CRUISER | HZJ78L | Active
4500 | SV-1311-229 | SV, LAND CRUISER | HZJ78L | Active
4501 | SV-1311-230 | SV, LAND CRUISER | HZJ78L | Active
4502 | SV-1311-231 | SV, LAND CRUISER | HZJ78L | Active
4503 | SV-1311-232 | SV, LAND CRUISER | HZJ78L | Active
4504 | SV-1311-233 | SV, LAND CRUISER | HZJ78L | Active
4505 | SV-1311-234 | SV, LAND CRUISER | HZJ78L | Active
4506 | SV-1311-235 | SV, LAND CRUISER | HZJ78L | Active
4507 | SV-1311-236 | SV, LAND CRUISER | HZJ78L | Active
4508 | SV-14 | SERVICE VEHICLE, LAND ROVER | DEFENDER 90 | Active
4509 | SV-15 | SERVICE VEHICLE, LAND ROVER | DEFENDER 110 | Active
4510 | SV-152-01 | SV, LAND CRUISER | HZJ78L | Active
4511 | SV-152-02 | SV, LAND CRUISER | HZJ78L | Active
4512 | SV-152-237 | SV, LAND CRUISER | HZJ78L | Active | 341 | 113 | 213
4513 | SV-152-238 | SV, LAND CRUISER | HZJ78L | Active
4514 | SV-152-239 | SV, LAND CRUISER | HZJ78L | Active
4515 | SV-152-240 | SV, LAND CRUISER | HZJ78L | Active | 561 | 113 | 213
4516 | SV-152-241 | SV, LAND CRUISER | HZJ78L | Active | 561 | 113 | 213
4517 | SV-152-242 | SV, LAND CRUISER | HZJ78L | Active | 341 | 113 | 213
4518 | SV-152-243 | SV, LAND CRUISER | HZJ78L | Active
4519 | SV-152-244 | SV, LAND CRUISER | HZJ78L | Active | 341 | 113 | 213
4520 | SV-152-245 | SV, LAND CRUISER | HZJ78L | Active | 721 | 113 | 213
4521 | SV-152-247 | SV, LAND CRUISER | HZJ78L | Active
4522 | SV-152-249 | SV, LAND CRUISER |  | Active
4523 | SV-153-245 | SV, LAND CRUISER |  | Active
4524 | SV-153-246 | SV, LAND CRUISER |  | Active
4525 | SV-153-247 | SV, LAND CRUISER |  | Active | 465 | 113 | 213
4526 | SV-153-248 | SV, LAND CRUISER |  | Active | 341 | 113 | 213
4527 | SV-153-249 | SV, LAND CRUISER |  | Active
4528 | SV-153-250 | SV, LAND CRUISER |  | Active | 591 | 113 | 213
4529 | SV-153-251 | SV, LAND CRUISER |  | Active
4530 | SV-16 | SERVICE VEHICLE, LAND ROVER, PICK-UP |  | Active
4531 | SV-17 | SERVICE VEHICLE, LAND ROVER | DEFENDER 90 | Active
4532 | SV-171-252 | SERVICE VEHICLE, TOYOTA LAND CRUISER 70 | HZJ78L-RJMRS | Active
4533 | SV-171-253 | SERVICE VEHICLE, TOYOTA LAND CRUISER 70 | HZJ78L-RJMRS | Active
4534 | SV-171-254 | SERVICE VEHICLE, TOYOTA LAND CRUISER 70 | HZJ78L-RJMRS | Active | 471 | 113 | 213
4535 | SV-171-255 | SERVICE VEHICLE, TOYOTA LAND CRUISER 70 | HZJ78L-RJMRS | Active | 528 | 113 | 213
4536 | SV-171-256 | SERVICE VEHICLE, TOYOTA LAND CRUISER 70 | HZJ78L-RJMRS | Active
4537 | SV-171-257 | SERVICE VEHICLE, TOYOTA LAND CRUISER 70 | HZJ78L-RJMRS | Active
4538 | SV-171-258 | SERVICE VEHICLE, TOYOTA LAND CRUISER 70 | HZJ78L-RJMRS | Active
4539 | SV-171-259 | SERVICE VEHICLE, TOYOTA LAND CRUISER 70 | HZJ78L-RJMRS | Active
4540 | SV-171-260 | SERVICE VEHICLE, TOYOTA LAND CRUISER 70 | HZJ78L-RJMRS | Active
4541 | SV-171-261 | SERVICE VEHICLE, TOYOTA LAND CRUISER 70 | HZJ78L-RJMRS | Active
4542 | SV-176-262 | SERVICE VEHICLE, TOYOTA LAND CRUISER 70 | HZJ78L-RJMRS | Active
4543 | SV-176-263 | SERVICE VEHICLE, TOYOTA LAND CRUISER 70 | HZJ78L-RJMRS | Active | 551 | 113 | 213
4544 | SV-176-264 | SERVICE VEHICLE, TOYOTA LAND CRUISER 70 | HZJ78L-RJMRS | Active | 591 | 113 | 213
4545 | SV-176-265 | SERVICE VEHICLE, TOYOTA LAND CRUISER 70 | HZJ78L-RJMRS | Active | 552 | 113 | 213
4546 | SV-176-266 | SERVICE VEHICLE, TOYOTA LAND CRUISER 70 | HZJ78L-RJMRS | Active | 421 | 113 | 213
4547 | SV-176-267 | SERVICE VEHICLE, TOYOTA LAND CRUISER 70 | HZJ78L-RJMRS | Active | 721 | 113 | 213
4548 | SV-176-268 | SERVICE VEHICLE, TOYOTA LAND CRUISER 70 | HZJ78L-RJMRS | Active | 421 | 113 | 213
4549 | SV-176-269 | SERVICE VEHICLE, TOYOTA LAND CRUISER 70 | HZJ78L-RJMRS | Active | 611 | 113 | 213
4550 | SV-176-270 | SERVICE VEHICLE, TOYOTA LAND CRUISER 70 | HZJ78L-RJMRS | Active | 370 | 113 | 213
4551 | SV-176-271 | SERVICE VEHICLE, TOYOTA LAND CRUISER 70 | HZJ78L-RJMRS | Active | 531 | 113 | 213
4552 | SV-176-272 | SERVICE VEHICLE, TOYOTA LAND CRUISER 70 | HZJ78L-RJMRS | Active | 521 | 113 | 213
4553 | SV-176-273 | SERVICE VEHICLE, TOYOTA LAND CRUISER 70 | HZJ78L-RJMRS | Active | 561 | 113 | 213
4554 | SV-176-274 | SERVICE VEHICLE, TOYOTA LAND CRUISER 70 | HZJ78L-RJMRS | Active | 341 | 113 | 213
4555 | SV-176-275 | SERVICE VEHICLE, TOYOTA LAND CRUISER 70 | HZJ78L-RJMRS | Active | 441 | 113 | 213
4556 | SV-176-276 | SERVICE VEHICLE, TOYOTA LAND CRUISER 70 | HZJ78L-RJMRS | Active | 521 | 113 | 213
4557 | SV-18 | SERVICE VEHICLE, LAND ROVER | DEFENDER 90 | Active
4558 | SV-188-277 | SERVICE VEHICLE, TOYOTA LAND CRUISER |  | Active
4559 | SV-188-278 | SERVICE VEHICLE TOYOTA LAND CRUISER |  | Active
4560 | SV-188-279 | SERVICE VEHICLE, TOYOTA LAND CRUISER |  | Active | 441 | 113 | 213
4561 | SV-188-280 | SERVICE VEHICLE, TOYOTA LAND CRUISER |  | Active | 441 | 113 | 213
4562 | SV-188-281 | SERVICE VEHICLE, TOYOTA LAND CRUISER |  | Active | 441 | 113 | 213
4563 | SV-188-282 | SERVICE VEHICLE, TOYOTA LAND CRUISER |  | Active | 441 | 113 | 213
4564 | SV-188-283 | SERVICE VEHICLE, TOYOTA LAND CRUISER |  | Active
4565 | SV-188-284 | SERVICE VEHIVLE, TOYOTA LAND CRUISER |  | Active | 370 | 113 | 213
4566 | SV-188-285 | SERVICE VEHICLE, TOYOTA LAND CRUISER |  | Active
4567 | SV-188-286 | SERVICE VEHICLE, TOYOTA LAND CRUISER |  | Active | 441 | 113 | 213
4568 | SV-188-287 | SERVICE VEHICLE, TOYOTA LAND CRUISER |  | Active
4569 | SV-188-288 | SERVICE VEHICLE, TOYOTA LAND CRUISER |  | Active
4570 | SV-188-289 | SERVICE VEHICLE, TOYOTA LAND CRUISER |  | Active | 521 | 113 | 213
4571 | SV-188-290 | SERVICE VEHICLE, TOYOTA LAND CRUISER |  | Active | 521 | 113 | 213
4572 | SV-188-291 | SERVICE VEHICLE, TOYOTA LAND CRUISER |  | Active
4573 | SV-188-292 | SERVICE VEHICLE, TOYOTA LAND CRUISER |  | Active
4574 | SV-188-293 | SERVICE VEHICLE, TOYOTA LAND CRUISER |  | Active
4575 | SV-188-294 | SERVICE VEHICLE, TOYOTA LAND CRUISER |  | Active | 361 | 113 | 213
4576 | SV-188-295 | SERVICE VEHICLE, TOYOTA LAND CRUISER |  | Active | 441 | 113 | 213
4577 | SV-188-296 | SERVICE VEHICLE, TOYOTA LAND CRUISER |  | Active
4578 | SV-19 | SERVICE VEHICLE, LAND ROVER | DEFENDER 90 | Active
4579 | SV-20 | SERVICE VEHICLE, LAND ROVER | DEFENDER 90 | Active
4580 | SV-201-123 | SERVICE VEHICLE, SUZUKI SAMURAI CLOSED CAB |  | Active
4581 | SV-201-124 | SERVICE VEHICLES SUZUKI SAMURAI CLOSED CAB |  | Active
4582 | SV-204-125 | SERVICE VEHICLE SUZUKI PICK-UP SINGLE CAB |  | Active
4583 | SV-204-126 | SERVICE VEHICLES SUZUKI PICK-UP SINGLE CAB |  | Active
4584 | SV-205-127 | SERVICE VEHICLE SUZUKI PICK-UP SINGLE CAB |  | Active
4585 | SV-205-128 | SERVICE VEHICLE SUZUKI SAMURAI CLOSED CAB |  | Active
4586 | SV-205-129 | SERVICE VEHICLE SUZUKI SAMURAI CLOSED CAB |  | Active
4587 | SV-205-130 | SERVICE VEHICLE SUZUKI SAMURAI CLOSED CAB |  | Active
4588 | SV-21 | SERVICE VEHICLE, LAND ROVER | DEFENDER 90 | Active
4589 | SV-211-131 | SERVICE VEHICLE SUZUKI PICK-UP SINGLE CAB |  | Active
4590 | SV-212-132 | SERVICE VEHICLE SUZUKI SAMURAI CLOSED CAB |  | Active
4591 | SV-312-133 | SERVICE VEHICLE SUZUKI JIMNY |  | Active
4592 | SV-409-134 | SERVICE VEHICLE SUZUKI JIMNY |  | Active
4593 | SV-409-135 | SERVICE VEHICLE ISUZU 2.8 PICK-UP |  | Active
4594 | SV-409-136 | SERVICE VEHICLE SUZUKI JIMNY CLOSED CAB |  | Active
4595 | SV-409-137 | SERVICE VEHICLE SUZUKI JIMNY CLOSED CAB |  | Active
4596 | SV-409-138 | SERVICE VEHICLES SUZUKI JIMNY |  | Active
4597 | SV-409-139 | SERVICE VEHICLE SUZUKI JIMNY |  | Active
4598 | SV-409-140 | SERVICE STAKE TRUCK ISUZU 4.2 |  | Active
4599 | SV-412-141 | SERVICE VEHICLE ISUZU FUEGO PICK-UP |  | Active
4600 | SV-412-142 | SERVICE VEHICLE ISUZU FUEGO PICK-UP |  | Active
4601 | SV-512-158 | SERVICE VEHICLE MITSUBISHI L200 STRADA |  | Active
4602 | SV-512-159 | SERVICE VEHICLE MITSUBISHI L200 STRADA |  | Active
4603 | SV-512-161 | SERVICE VEHICLE MITSUBISHI L200 STRADA |  | Active
4604 | SV-512-162 | SERVICE VEHICLE MITSUBISHI L200 STRADA |  | Active
4605 | SV-512-163 | SERVICE VEHICLE MITSUBISHI L200 STRADA |  | Active
4606 | SV-512-164 | SERVICE VEHICLE MITSUBISHI L200 STRADA |  | Active
4607 | SV-512-165 | SERVICE VEHICLE MITSUBISHI L200 STRADA |  | Active
4608 | SV-512-166 | SERVICE VEHICLE MITSUBISHI L200 STRADA |  | Active
4609 | SV-55-143 | SERVICE VEHICLE MITSUBISHI L200 |  | Active
4610 | SV-55-144 | SERVICE VEHICLE MITSUBISHI L200 |  | Active
4611 | SV-55-145 | SERVICE VEHICLE MITSUBISHI L200 |  | Active
4612 | SV-55-146 | SERVICE VEHICLE MITSUBISHI L200 |  | Active
4613 | SV-55-147 | SERVICE VEHICLE MITSUBISHI L200 |  | Active
4614 | SV-55-148 | SERVICE VEHICLE MITSUBISHI L200 |  | Active
4615 | SV-55-149 | SERVICE VEHICLE MITSUBISHI L200 |  | Active
4616 | SV-55-150 | SERVICE VEHICLE MITSUBISHI L200 |  | Active
4617 | SV-55-151 | SERVICE VEHICLE MITSUBISHI L200 |  | Active
4618 | SV-55-152 | SERVICE VEHICLE MITSUBISHI L200 |  | Active
4619 | SV-55-153 | SERVICE VEHICLE MITSUBISHI CANTER (FG635E6WL) |  | Active
4620 | SV-56-153 | SERVICE VEHICLE TOYOTA LAND CRUISER |  | Active
4621 | SV-56-154 | SERVICE VEHICLE TOYOTA LAND CRUISER |  | Active
4622 | SV-56-155 | SERVICE VEHICLE TOYOTA LAND CRUISER |  | Active
4623 | SV-56-156 | SERVICE VEHICLE TOYOTA LAND CRUISER |  | Active
4624 | SV-56-157 | MITSUBISHI CANTER (SG-635) |  | Active
4625 | SV-56-158 | SERVICE VEHICLE MITSUBISHI L200 STRADA |  | Active
4626 | SV-56-159 | SERVICE VEHICLE MITSUBISHI L200 STRADA |  | Active
4627 | SV-610-169 | SERVICE VEHICLE MITSUBISHI L200 STRADA |  | Active
4628 | SV-610-170 | SERVICE VEHICLE MITSUBISHI L200 STRADA |  | Active
4629 | SV-610-171 | SERVICE VEHICLE MITSUBISHI L200 STRADA |  | Active
4630 | SV-610-172 | SERVICE VEHICLE MITSUBISHI L200 STRADA |  | Active
4631 | SV-610-173 | SERVICE VEHICLE - CARGO TRUCK |  | Active
4632 | SV-66-167 | SERVICE VEHICLE MITSUBISHI L200 STRADA |  | Active
4633 | SV-66-168 | SERVICE VEHICLE MITSUBISHI L200 STRADA |  | Active
4634 | SV-711-174 | SERVICE VEHICLE, SHIPPING |  | Active
4635 | SV-711-175 | SERVICE VEHICLE, POWERPLANT |  | Active
4636 | SV-712-593 | SERVICE VEHICLE, MITSUBISHI L300 (XSN 593) |  | Active
4637 | SV-716 | SERVICE VEHICLE TOYOTA FX (Ex-DMCI) |  | Active
4638 | SV-801-176 | SERVICE VEHICLE JIMNY |  | Active
4639 | SV-808-177 | SERVICE VEHICLE MITSUBISHI L200 STRADA |  | Active
4640 | SV-808-178 | SERVICE VEHICL ISUZU (POTTERY) |  | Active
4641 | SV-809-179 | SERVICE VEHICLE(MITSUBISHI CANTER) | MIT.CANTER 4WD | Active
4642 | SV-809-180 | SERVICE VEHICLE(MITSUBISHI CANTER) | MIT.CANTER 4WD | Active
4643 | SV-810-181 | SERVICE VEHICLE(MITSUBISHI CANTER) | MIT.FE5MR3 | Active
4644 | SV-810-182 | SERVICE VEHICLE(MITSUBISHI CANTER) | MIT.CANTER 4WD | Active
4645 | SV-812-183 | SERVICE VEHICLE TOYOTA LAND CRUISER 70 |  | Active
4646 | SV-812-184 | SERVICE VEHICLE TOYOTA LAND CRUISER 70 |  | Active
4647 | SV-812-185 | SERVICE VEHICLE TOYOTA LAND CRUISER 70 |  | Active
4648 | SV-812-186 | SERVICE VEHICLE TOYOTA LAND CRUISER 70 |  | Active
4649 | SV-812-187 | SERVICE VEHICLE TOYOTA LAND CRUISER 70 |  | Active
4650 | SV-812-188 | SERVICE VEHICLE TOYOTA LAND CRUISER 70 |  | Active
4651 | SV-812-189 | SERVICE VEHICLE TOYOTA LAND CRUISER 70 |  | Active
4652 | SV-812-19 |  |  | Active
4653 | SV-812-190 | SERVICE VEHICLE TOYOTA LAND CRUISER 70 |  | Active
4654 | SV-812-191 | SERVICE VEHICLE TOYOTA LAND CRUISER 70 |  | Active
4655 | SV-812-192 | SERVICE VEHICLE TOYOTA LAND CRUISER 70 |  | Active
4656 | SV-812-193 | SERVICE VEHICLE TOYOTA LAND CRUISER 70 |  | Active
4657 | SV-812-194 | SERVICE VEHICLE TOYOTA LAND CRUISER 70 |  | Active
4658 | SV-812-195 | SERVICE VEHICLE TOYOTA LAND CRUISER 70 |  | Active
4659 | SV-812-196 | SERVICE VEHICLE TOYOTA LAND CRUISER 70 |  | Active
4660 | SV-812-197 | SERVICE VEHICLE TOYOTA LAND CRUISER 70 |  | Active
4661 | SV-812-198 | SERVICE VEHICLE, TOYOTA LAND CRUISER 70 |  | Active | 611 | 113 | 213
4662 | SV-812-199 | SERVICE VEHICLE, TOYOTA LAND CRUISER 70 |  | Active
4663 | SV-812-200 | SERVICE VEHICLE, TOYOTA LAND CRUISER 70 |  | Active
4664 | SV-812-201 | SERVICE VEHICLE, TOYOTA LAND CRUISER 70 |  | Active
4665 | SV-812-202 | SERVICE VEHICLE, TOYOTA LAND CRUISER 70 |  | Active
4666 | SV-812-203 | SERVICE VEHICLE, TOYOTA LAND CRUISER 70 |  | Active
4667 | SV-812-204 | SERVICE VEHICLE, TOYOTA LAND CRUISER 70 |  | Active
4668 | SV-812-205 | SERVICE VEHICLE, TOYOTA LAND CRUISER 70 |  | Active
4669 | SV-812-206 | SERVICE VEHICLE, TOYOTA LAND CRUISER 70 |  | Active
4670 | SV-812-207 | SERVICE VEHICLE, TOYOTA LAND CRUISER 70 |  | Active
4671 | SV-812-208 | SERVICE VEHICLE, TOYOTA LAND CRUISER 70 |  | Active
4672 | SV-812-209 | SERVICE VEHICLE, TOYOTA LAND CRUISER 70 |  | Active
4673 | SV-812-210 | SERVICE VEHICLE, TOYOTA HI-LUX, EAG |  | Active
4674 | SV-905-183 | SERVICE VEHICLE, MITSUBISHI CANTER 4x4 6w | FG639E6 | Active
4675 | SV-905-184 | SERVICE VEHICLE, MITSUBISHI CANTER 4x4 6w | FG639E6 | Active
4676 | SV-905-185 | SERVICE VEHICLE, MITSUBISHI CANTER 4x4 6w | FG639E6 | Active
4677 | SV-905-186 | SERVICE VEHICLE, MITSUBISHI CANTER 4x4 6w | FG639E6 | Active
4678 | SV-905-187 | SERVICE VEHICLE, MITSUBISHI CANTER 4x4 6w | FG639E6 | Active
4679 | SV-905-188 | SERVICE VEHICLE, MITSUBISHI CANTER 4x4 6w | FG639E6 | Active
4680 | SV-905-189 | SERVICE VEHICLE, MITSUBISHI CANTER 4x4 6w | FG639E6 | Active
4681 | SV-905-190 | SERVICE VEHICLE, MITSUBISHI CANTER 4x4 6w | FG639E6 | Active
4682 | SVAN-1 | SERVICE VAN |  | Active
4683 | SVAN-2 | SERVICE VAN |  | Active
4684 | SVAN-3 | SERVICE VAN |  | Active
4685 | SVAN-4 | SERVICE VAN |  | Active
4686 | SV-ANALAB | TOYOTA HILUX |  | Active
4687 | SV-BRIDGESTONE | BRIDGESTONE |  | Active
4688 | SV-CATHY | SERVICE VEHICLE |  | Active
4689 | SV-DENSO |  |  | Active
4690 | SV-GRACO | SV-GRACO |  | Active
4691 | SV-INNOVA1 | TOYOTA INNOVA | SERIES: INNOVA 2.5J DSL | Active
4692 | SV-INNOVA2 | TOYOTA INNOVA | SERIES: INNOVA 2.5J DSL | Active
4693 | SV-INNOVA3 | TOYOTA INNOVA | SERIES: INNOVA 2.5J DSL | Active
4694 | SV-INNOVA4 | TOYOTA INNOVA | SERIES: INNOVA 2.5J DSL | Active
4695 | SV-IWMPC | SV IWMPC |  | Active
4696 | SV-LE PRICE | SV-LE PRICE |  | Active
4697 | SV-LEEMASTER | SV-LEEMASTER |  | Active
4698 | SV-MORSE-01 | SV-MORSE HYDRAULICS | TOYOTA HI-LUX | Active
4699 | SV-MORSE-02 | TOYOTA HILUX |  | Active
4700 | SV-MUESI |  |  | Active
4701 | SV-PAJERO BLUE | PAJERO |  | Active
4702 | SV-PAJERO WHITE | MITSUBISHI PAJERO |  | Active
4703 | SV-PTT |  |  | Active
4704 | SWEEPER-01 | SWEEPER DULEVO |  | Active
4705 | SWEEPER-02 |  |  | Active
4706 | T-01 | TADANO CRANE | TR600EXL | Active | 591 | 108 | 208
4707 | T-02 | TADANO CRANE | GR-700E-1-00212 | Active | 591 | 108 | 208
4708 | T-03 | TADANO CRANE | GR-700E-1-00212 | Active | 591 | 108 | 208
4709 | T-04 | TADANO CRANE | GR-800E-3-00102 | Active | 591 | 108 | 208
4710 | T-05 | TADANO CRANE | GR-500E-3-00102 | Active | 591 | 108 | 208
4711 | T-06 | TADANO CRANE | GR-500E-3-00102 | Active
4712 | TA-3000-01 | TOYAMA ENGINE |  | Active
4713 | TANKER-01 | FUEL TANKER | 30,000 LITERS CAP | Active
4714 | TANKER-02 | FUEL TANKER | 30,000 LITERS CAP | Active
4715 | TANKER-03 | FUEL TANKER | 40,000 LITERS CAP | Active
4716 | TANKER-04 | FUEL TANKER | 30,000 LITERS CAP | Active
4717 | TANKER-05 | FUEL TANKER | 30,000 LITERS CAP | Active
4718 | TB-01 | TRAILER BUS |  | Active
4719 | TB-02 | TRAILER BUS |  | Active
4720 | TB-03 | TRAILER BUS |  | Active
4721 | TB-04 | TRAILER BUS |  | Active
4722 | TB-05 | TRAILER BUS |  | Active
4723 | TB-06 | TRAILER BUS |  | Active
4724 | TB-07 | TRAILER BUS |  | Active
4725 | TB-08 | TRAILER BUS |  | Active
4726 | TB-09 | TRAILER BUS |  | Active
4727 | TB-10 | TRAILER BUS |  | Active
4728 | TB-11 | TRAILER BUS |  | Active
4729 | TB-12 | TRAILER BUS |  | Active
4730 | TC- A |  |  | Active
4731 | TC-1 | CONVEYOR LINE -FROM PUNTOD TO CROSSING DIDAY | BELT WIDTH = 1200 | Active
4732 | TC-2 | CONVEYOR LINE -FROM AIRPORT TO SPRING | BELT WIDTH = 1200 | Active
4733 | TC-3 | CONVEYOR LINE -FROM SPRING TO HUMIC ACID PLANT | BELT WIDTH = 1200 | Active
4734 | TC-A | CONVEYOR LINE -FROM PANIAN STOCKPILE TO POST 1 | BELT WIDTH = 1400 | Active
4735 | TC-B | CONVEYOR LINE -FROM POST 1 TO PUNTOD | BELT WIDTH = 1400 | Active
4736 | TCM-01 | TIRE CHANGER |  | Active
4737 | TCM-02 | TIRE CHANGER | TCX525 HUNTER | Active
4738 | TCM-03 | TIRE CHANGER | TCX640A | Active
4739 | TEST | test | TEST | Active
4740 | TF-160 |  |  | Active
4741 | TGS-01 | SWITCHGEAR |  | Active
4742 | TIRE CHANGER - 01 | TIRE CHANGER | TCX643HD | Active
4743 | TOWER LIGHT-01 | TOWER LIGHT |  | Active
4744 | TOYOTA RED | TOYOTA RED |  | Active
4745 | TR-01 | HI BED TRAILER |  | Active
4746 | TR-02 | HI BED TRAILER |  | Active
4747 | TR-03 | HI BED TRAILER |  | Active
4748 | TR-04 | HI BED TRAILER |  | Active
4749 | TR-05 | HI BED TRAILER |  | Active
4750 | TR-06 | HI BED TRAILER |  | Active
4751 | TR-07 | HI BED TRAILER |  | Active
4752 | TR-08 | HI BED TRAILER |  | Active
4753 | TR-09 | HI BED TRAILER |  | Active
4754 | TR-10 | HI BED TRAILER |  | Active
4755 | TR-11 | HI BED TRAILER |  | Active
4756 | TR-12 | HI BED TRAILER |  | Active
4757 | TR-14 | HI BED TRAILER |  | Active
4758 | TR-147 | AWAS TRAILER PANJANG |  | Active
4759 | TR-15 | HI BED TRAILER |  | Active
4760 | TR-16 | HI BED TRAILER |  | Active
4761 | TR-17 | HI BED TRAILER |  | Active
4762 | TRC-01 | CONVEYOR- CWP TRIPPER | BELT WIDTH = 1000 | Active
4763 | TRM -180 | TRANSMIT MIXER | HYUNDAI HD270 | Active
4764 | TRM-1110-01 | TRANSMIT MIXER | HYUNDAI HD270 | Active
4765 | TRM-1110-05 | TRANSMIT MIXER | HYUNDAI HD270 | Active
4766 | TRM-179 | TRANSMIT MIXER | HYUNDAI HD270 | Active | 591 | 130 | 230
4767 | TRM-188-01 | PRIME MOVER | TGS 33.440 | Active | 591 | 130 | 230
4768 | TRM-188-02 | PRIME MOVER | TGS 33.440 | Active | 591 | 130 | 230
4769 | TRM-188-03 | PRIME MOVER | TGS 33.440 | Active | 591 | 130 | 230
4770 | TRM-188-04 | PRIME MOVER | TGS 33.440 | Active | 591 | 130 | 230
4771 | TRM-196 | TRANSMIT MIXER | HYUNDAI HD270 | Active | 591 | 130 | 230
4772 | TRM-202 | TRANSMIT MIXER | HYUNDAI | Active | 591 | 130 | 230
4773 | TRM-203 | TRANSMIT MIXER | HYUNDAI | Active
4774 | TRM-905-02 | TRANSMIT MIXER | HYUNDAI HD270 | Active | 591 | 130 | 230
4775 | TRM-905-03 | TRANSMIT MIXER | HYUNDAI HD270 | Active | 591 | 130 | 230
4776 | TRM-905-04 | TRANSMIT MIXER | HYUNDAI HD270 | Active
4777 | TS-01 | TREE SPADE | OPTIMAL 1700 | Active
4778 | TS-02 | TREE SPADE | BIG JOHN 100 D | Active
4779 | TS-03 | TREE SPADE | BIG JOHN 80B | Active
4780 | TSG-02 | SWITCHGEAR |  | Active
4781 | TW-WM-01 | WELDING MACHINE 1 |  | Active
4782 | UP MALFUNCTION |  |  | Active
4783 | VC-01 | VACUUM CLEANER | 07030SER020 | Active
4784 | VGM-01 | VERTICAL GRINDING MACHINE #1 | MACHINE TOOLS SP-2000Y | Active
4785 | VHF-01 | VHF RADIO - MTSO |  | Active
4786 | VHF-02 | VHF RADIO - MOBILE |  | Active
4787 | VHF-03 | VHF RADIO - MSD |  | Active
4788 | VHF-04 | VHF RADIO - ELECTRICAL |  | Active
4789 | VHF-05 | VHF RADIO - MPED&GEO |  | Active
4790 | VHF-06 | VHF RADIO - PRODUCT |  | Active
4791 | VHF-07 | VHF RADIO - CIVIL WORKS |  | Active
4792 | VHF-08 | VHF RADIO - PPD |  | Active
4793 | VHF-09 | VHF RADIO - SECURITY |  | Active
4794 | VHF-10 | VHF RADIO - SAFETY |  | Active
4795 | VHF-11 | VHF RADIO - SHIPPING |  | Active
4796 | VHF-12 | VHF RADIO - NON CORE |  | Active
4797 | VHF-13 | VHF RADIO - ADMIN/MCD |  | Active
4798 | VHP-01 | VULCANIZING HEATING PLATE (1470X1000MM) |  | Active
4799 | VM-01 | VIBRATING MECHANISM | 3-3 | Active
4800 | VM-03 | VIBRATING MECHANISM | 3-3 | Active
4801 | VM-04 | VIBRATING MECHANISM | 3-3 | Active
4802 | VM-05 | VIBRATING MECHANISM | 4-3E | Active
4803 | VM-07 | VIBRATING MECHANISM | 3-1 | Active
4804 | VM-08 | VIBRATING MECHANISM | 3-1 | Active
4805 | VM-09 | VIBRATING MECHANISM | 3-1 | Active
4806 | VM-12 | VIBRATING MECHANISM | 3-3 | Active
4807 | VM-13 | VIBRATING MECHANISM | 3-1 | Active
4808 | VM-15 | VIBRATING MECHANISM | 4-3E | Active
4809 | VM-16 | VIBRATING MECHANISM | 4-3E | Active
4810 | VM-17 | VIBRATING MECHANISM | 4-3E | Active
4811 | VM-18 | VIBRATING MECHANISM | 4-3E | Active
4812 | VM-19 | VIBRATING MECHANISM | 4-3E | Active
4813 | VM-20 | VIBRATING MECHANISM | 4-3E | Active
4814 | VM-21 | VIBRATING MECHANISM | 3-1 | Active
4815 | VM-22 | VIBRATING MECHANISM | 3-1 | Active
4816 | VS-01 | CWP VIBRATING SCREEN 1 | SIZE: 8'X16' | Active
4817 | VS-02 | CWP VIBRATING SCREEN 2 | SIZE: 8'X16' | Active
4818 | VS-03 | CWP VIBRATING SCREEN 3 | SIZE: 7'X16' | Active
4819 | VS-04 | CWP VIBRATING SCREEN 4 | SIZE: 7'X16' | Active
4820 | VS-05 | CWP VIBRATING SCREEN 5 | SIZE: 7'X16' | Active
4821 | VS-06 | CWP VIBRATING SCREEN 6 | SIZE: 7'X16' | Active
4822 | VS-07 | CWP VIBRATING SCREEN 7 | SIZE: 7'X16' | Active
4823 | VS-08 | CWP VIBRATING SCREEN 8 | SIZE: 7'X16' | Active
4824 | VS-09 | CWP VIBRATING SCREEN 9 | SIZE: 8'X16' | Active
4825 | VS-10 | CWP VIBRATING SCREEN 10 | SIZE: 7'X16' | Active
4826 | VS-11 | CWP VIBRATING SCREEN 11 | SIZE: 7'X16' | Active
4827 | VS-12 | CWP VIBRATING SCREEN 12 | SIZE: 7'X16' | Active
4828 | VTL-01 | VERTICAL TURRET LATHE | TMS-20/40N | Active
4829 | W-33 | MOTOR |  | Active
4830 | WA-01 | BELT WAGON | N/I | Active
4831 | WA-380Z | WHEEL LOADER | WA-380Z | Active
4832 | WAP-01 | CWP WASTE PUMP 1 |  | Active
4833 | WAP-02 | CWP WASTE PUMP 2 |  | Active
4834 | WC-01 | CONVEYOR- CWP WASTE 1 | BELT WIDTH = 800 | Active
4835 | WC-02 | CONVEYOR- CWP WASTE 2 | BELT WIDTH = 800 | Active
4836 | WD-08 | WD600-3 KOMATSU WHEELDOZER | WD600-3 | Active | 441 | 127 | 227
4837 | WD-09 | WD600-3 KOMATSU WHEELDOZER | WD600-3 | Active | 441 | 127 | 227
4838 | WD-10 | WD600-3 KOMATSU WHEELDOZER | WD600-3 | Active | 441 | 127 | 227
4839 | WD-11 | WD600-3 KOMATSU WHEELDOZER | WD600-3 | Active | 441 | 127 | 227
4840 | WD-12 | WD600-3 KOMATSU WHEELDOZER | WD600-3 | Active | 441 | 127 | 227
4841 | WD-14 | WD600-3 KOMATSU WHEELDOZER | WD600-3 | Active | 441 | 127 | 227
4842 | WD-15 | WD600-6 KOMATSU WHEELDOZER | WD600-6 | Active | 441 | 127 | 227
4843 | WD-16 | WD600-6 KOMATSU WHEELDOZER | WD600-6 | Active | 441 | 127 | 227
4844 | WD-17 | WD600-6 KOMATSU WHEELDOZER | WD600-6 | Active | 441 | 127 | 227
4845 | WD-18 | WD600-6 KOMATSU WHEELDOZER | WD600-6 | Active | 441 | 127 | 227
4846 | WD-19 | WD600-6 KOMATSU WHEELDOZER | WD600-6 | Active | 441 | 127 | 227
4847 | WD-20 | WD600-6 KOMATSU WHEELDOZER | WD600-6 | Active | 441 | 127 | 227
4848 | WD-21 | WD600-6 KOMATSU WHEELDOZER | WD600-6 | Active | 441 | 127 | 227
4849 | WD-22 | WD600-6 KOMATSU WHEELDOZER |  | Active | 441 | 127 | 227
4850 | WD-23 | WD600-6 KOMATSU WHEELDOZER |  | Active | 441 | 127 | 227
4851 | WD-24 | WD600-6 KOMATSU WHEELDOZER | WD600-6 | Active | 441 | 127 | 227
4852 | WD-25 | WD600-6 KOMATSU WHEELDOZER | WD600-6 | Active | 441 | 127 | 227
4853 | WD-26 | WD600-6 KOMATSU WHEELDOZER | WD600-6 | Active | 441 | 127 | 227
4854 | WGM-02 | GRINDING MACHINE #2 | BALDOR | Active
4855 | WGM-03 | GRINDING MACHINE #3 |  | Active
4856 | WL-01 | WHEEL LOADER | 966G-CATERPILLAR WL3176 | Active
4857 | WL-04 | WHEEL LOADER | WA380 | Active
4858 | WL-09 | WHEEL LOADER | KAW-60Z1V | Active
4859 | WL-11 | WHEEL LOADER | WA600-3A | Active
4860 | WL-12 | WHEEL LOADER | WA470-5 | Active
4861 | WL-14 | WHEEL LOADER |  | Active
4862 | WL-15 | WHEEL LOADER |  | Active
4863 | WL-16 | WHEEL LOADER | HL760-74 | Active
4864 | WL-17 | WHEEL LOADER |  | Active
4865 | WL-18 | WHEEL LOADER |  | Active
4866 | WL-19 | WHEEL LOADER |  | Active
4867 | WL-20 | WHEEL LOADER |  | Active
4868 | WL-21 | WHEEL LOADER |  | Active | 591 | 104 | 204
4869 | WL-22 | WHEEL LOADER |  | Active
4870 | WL-23 | WHEEL LOADER |  | Active
4871 | WL-24 | WHEEL LOADER | HL760-7A HYUNDAI | Active
4872 | WL-25 | WHEEL LOADER | WA600-6R | Active
4873 | WL-26 | WHEEL LOADER | WA380Z-6 | Active | 341 | 104 | 204
4874 | WL-27 | WHEEL LOADER | WA380Z-6 | Active | 341 | 104 | 204
4875 | WL-28 | WHEEL LOADER | WA380Z-6 | Active
4876 | WL-29 | WHEEL LOADER | WA380Z-6 | Active | 376 | 104 | 204
4877 | WL-30 | WHEEL LOADER | WA380Z-6 | Active | 471 | 104 | 204
4878 | WL-31 | WHEEL LOADER | WA380Z-6 | Active | 471 | 104 | 204
4879 | WL-32 | WHEEL LOADER | WA380Z-6 | Active | 471 | 104 | 204
4880 | WL-980-1 | WHEEL LOADER | 980 | Active
4881 | WM-01 |  |  | Active
4882 | WM118-92 | WELDING MACHINE |  | Active
4883 | WOMBAT-01 | HORIZONTAL DRILL RIG | 01-02 | Active
4884 | WTR-06 | WATER TRUCK | HD785-7 | Active | 441 | 110 | 210
4885 | WTR-07 | WATER TRUCK | HD785-7 | Active | 441 | 110 | 210
4886 | WTR-08 | WATER TRUCK | HD785-7 | Active | 441 | 110 | 210
4887 | WTR-09 | WATER TRUCK | HD785-7 | Active | 441 | 110 | 210
4888 | WTR-10 | WATER TRUCK |  | Active | 441 | 110 | 210
4889 | WTR-11 | WATER TRUCK |  | Active | 441 | 110 | 210
4890 | WTR-12 | WATER TRUCK |  | Active | 441 | 110 | 210
4891 | XAS-186 | ATLAS COPCO | XAS18600 C2 AS F | Active
4892 | XAS-97 | ATLAS COPCO | XAS-97 DDPE | Active
4893 | YANMAR ENGINE | YANMAR ENGINE | TF-160 | Active
4894 | YBM-01 | RIG, DRILLING | YANMAR | Active
4895 | Z-05 | INDUCTION MOTOR |  | Active
4896 | Z-397 | MOTOR, INDUCTION |  | Active
4897 | TEST | test |  | Active

## Lubetrucks
Id | No | OldId | Description | Status | DateModified
1 | na | 0 | N/A | Default
2 | LT-01 | DT-161 | HD785-7 KOMATSU DUMPTRUCK | Active | 10/11/2021 12:00:00 AM
3 | LT-02 | DT-167 | HD785-7 KOMATSU DUMPTRUCKz | Active
4 | LT-03 | DT-194 | HD785-7 KOMATSU DUMPTRUCK | Active
5 | KW-18 |  | KENWORTH | Active
6 | KWLT-03 |  | KENWORTH LT | Active
7 | KWLT-01 |  | KENWORTH LT | Active
8 | MDT-169-01 |  | MANDIESEL TRUCK | Active
9 | MB-154-46 |  | MERCEDES BENZ ATEGO 1317 | Active
10 | MLT-02 |  | MAN LUBE TRUCK | Active
11 | TTT | TEST |  | Deleted_637705440000000000

## Drivers
ID | IdNumber | Name | Position | Status | DateModified
1 | 0000000 | N/A | N/A | Enabled | 1/4/2022 12:00:00 AM
2 | 9338985 | ABALOS, FREDDIE BOJARE | DRIVER, CANTER | Enabled | 1/4/2022 12:00:00 AM
3 | 8940371 | ABARIDO, LYMARC BALAYO | DRIVER, HEAVY TRUCK | Enabled | 1/4/2022 12:00:00 AM
4 | 0027979 | ABASULA, ALMER DALAPO | DRIVER, DUMP TRUCK | Enabled | 1/4/2022 12:00:00 AM
5 | 9372709 | ABAYON, RANEL LUGATIMAN | DRIVER, DUMP TRUCK | Enabled | 1/4/2022 12:00:00 AM
6 | 0016578 | ABELLA, JUN AVELLANA | DRIVER, DUMP TRUCK | Enabled | 1/4/2022 12:00:00 AM
7 | 0089591 | ABELLON, JOEL ALEJADO | DRIVER, DUMP TRUCK | Enabled | 1/4/2022 12:00:00 AM
8 | 0033464 | ABONITA, BOBBY PADUA | MB SV DRIVER | Enabled | 1/4/2022 12:00:00 AM
9 | 9774793 | ABONITALLA, MICHAEL KHO | DRIVER, DUMP TRUCK | Enabled | 1/4/2022 12:00:00 AM
10 | 9648984 | ACIDO, RONARS GULTIANO | DRIVER, DUMP TRUCK | Enabled | 1/4/2022 12:00:00 AM
11 | 9679529 | ADEM, ERNIE ALMENDRAS | DRIVER, DUMP TRUCK | Enabled | 1/4/2022 12:00:00 AM
12 | 0032727 | ADEM, MARIO ALMINDRAS | DRIVER, DUMP TRUCK | Enabled | 1/4/2022 12:00:00 AM
13 | 9646663 | ADLAON, RUBEN REYA | DRIVER, DUMP TRUCK | Enabled | 1/4/2022 12:00:00 AM
14 | 9372342 | AGABON, SEBASTIAN MAGUSARA | DRIVER, HEAVY TRUCK | Enabled | 1/4/2022 12:00:00 AM
15 | 9650199 | AGAD, JOEL CANTARONA | DRIVER, DUMP TRUCK | Enabled | 1/4/2022 12:00:00 AM
16 | 9377921 | AGAD, JUNRES MELENDRES | DRIVER, TANKER | Enabled | 1/4/2022 12:00:00 AM
17 | 0063045 | AGUANZA, RUEL TARLE | DRIVER, DUMP TRUCK | Enabled | 1/4/2022 12:00:00 AM
18 | 0032328 | AGUHOB, RONIE BUGTONG SR. | DRIVER, HEAVY TRUCK | Enabled | 1/4/2022 12:00:00 AM
19 | 9684999 | ALASCO, JERSON COMIQUE | MB SV DRIVER | Enabled | 1/4/2022 12:00:00 AM
20 | 9370110 | ALASCO, MARLON COMIQUE | DRIVER, TRAILER | Enabled | 1/4/2022 12:00:00 AM
21 | 0079952 | ALBACITE, RICKY ALQUIZA | DRIVER, DUMP TRUCK | Enabled | 1/4/2022 12:00:00 AM
22 | 9705090 | ALBAR, RUEL OMANDAC | DRIVER, DUMP TRUCK | Enabled | 1/4/2022 12:00:00 AM
23 | 9634371 | ALBELDA, BENJAMEN PRESENTE II | DRIVER, DUMP TRUCK | Enabled | 1/4/2022 12:00:00 AM
24 | 0034363 | ALBELDA, NICO SARANELIO | DRIVER, DUMP TRUCK | Enabled | 1/4/2022 12:00:00 AM
25 | 9659196 | ALDEA, DENNIS PIDO | DRIVER, ARTICULATED WATER TRUC | Enabled | 1/4/2022 12:00:00 AM
26 | 0072591 | ALEMORIN, JAY-R BRAGA | DRIVER, DUMP TRUCK | Enabled | 1/4/2022 12:00:00 AM
27 | 0067199 | ALERA, FHER TOMMY TRIA | DRIVER, TRAILER BUS | Enabled | 1/4/2022 12:00:00 AM
28 | 9682473 | ALERIA, JAYPEE GERONA | DRIVER, DUMP TRUCK | Enabled | 1/4/2022 12:00:00 AM
29 | 0005691 | ALFEREZ, ANTONIO LAPUT | DRIVER, DUMP TRUCK | Enabled | 1/4/2022 12:00:00 AM
30 | 0089435 | ALFEREZ, BERNARDINO RICO | DRIVER, DUMP TRUCK | Enabled | 1/4/2022 12:00:00 AM
31 | 9295275 | ALFEREZ, JAY FRAN LAPUT | DRIVER, DUMP TRUCK | Enabled | 1/4/2022 12:00:00 AM
32 | 9633146 | ALFEREZ, ROWEN LAPUT | KENWORTH DRIVER | Enabled | 1/4/2022 12:00:00 AM
33 | 9702091 | ALILIGAY, HAREM CABOTAJE | MB SV DRIVER | Enabled | 1/4/2022 12:00:00 AM
34 | 9704841 | ALISOSO, SAMUEL CABILES | DRIVER, DUMP TRUCK | Enabled | 1/4/2022 12:00:00 AM
35 | 9702040 | ALJAS, GLENN JAY BAYAYA | MB SV DRIVER | Enabled | 1/4/2022 12:00:00 AM
36 | 0016160 | ALJAS, RENANTE EGOT | DRIVER, DUMP TRUCK | Enabled | 1/4/2022 12:00:00 AM
37 | 9326480 | ALMEÑE, DARWIN PANIMDIM | DRIVER, FARM TRACTOR | Enabled | 1/4/2022 12:00:00 AM
38 | 9775412 | ALOMA, JERYBOY ORONG | DRIVER, LUBE TRUCK | Enabled | 1/4/2022 12:00:00 AM
39 | 9775196 | ALONZO, ARCHIE SITOY | DRIVER, DUMP TRUCK | Enabled | 1/4/2022 12:00:00 AM
40 | 9656537 | ALTURA, JIMMY FORRO | DRIVER, DUMP TRUCK | Enabled | 1/4/2022 12:00:00 AM
41 | 0025488 | AMABA, ARTURO FLORES | DRIVER, DUMP TRUCK | Enabled | 1/4/2022 12:00:00 AM
42 | 9636145 | AMAMA, SAMMER OMRESO | DRIVER, DUMP TRUCK | Enabled | 1/4/2022 12:00:00 AM
43 | 0028258 | AMANEO, LOUGIE CURADA | DRIVER, HEAVY TRUCK | Enabled | 1/4/2022 12:00:00 AM
44 | 9377468 | AMARILLE, BERNABE CANOY | DRIVER, EXTRA HEAVY TRUCK | Enabled | 1/4/2022 12:00:00 AM
45 | 9353860 | AMOR, CARL JORDAN RANIDO | DRIVER, DUMP TRUCK | Enabled | 1/4/2022 12:00:00 AM
46 | 0071609 | AMPARO, ELENO GALLETO | MB SV DRIVER | Enabled | 1/4/2022 12:00:00 AM
47 | 9683429 | AMPARO, OLIVER ESTEMBER | MB SV DRIVER | Enabled | 1/4/2022 12:00:00 AM
48 | 9701834 | AMPONG, TEODOLO LIMBAGA | DRIVER, DUMP TRUCK | Enabled | 1/4/2022 12:00:00 AM
49 | 9779442 | AMPUYAS, MICHAEL CABINO | DRIVER, HEAVY TRUCK | Enabled | 1/4/2022 12:00:00 AM
50 | 9684190 | AÑAR, CARL PATRICK ADAM LABADAN | DRIVER, WATER TRUCK | Enabled | 1/4/2022 12:00:00 AM
51 | 0098531 | ANCHETA, RYAN JAY ALMODAL | DRIVER, DUMP TRUCK | Enabled | 1/4/2022 12:00:00 AM
52 | 0090743 | ANCIANO, HENRY TOLEDO | DRIVER, DUMP TRUCK | Enabled | 1/4/2022 12:00:00 AM
53 | 9701605 | ANDRADE, JUANITO PARANTAR | DRIVER, DUMP TRUCK | Enabled | 1/4/2022 12:00:00 AM
54 | 9703748 | ANESCOL, RICKY MAHILOM | DRIVER, DUMP TRUCK | Enabled | 1/4/2022 12:00:00 AM
55 | 9703845 | ANGCOT, RENIE SIGNAL | DRIVER, DUMP TRUCK | Enabled | 1/4/2022 12:00:00 AM
56 | 9374957 | AÑORA, SONNY GALLARDO | DRIVER, DUMP TRUCK | Enabled | 1/4/2022 12:00:00 AM
57 | 9683003 | AÑOVER, RAYMUNDO SIARES | DRIVER, DUMP TRUCK | Enabled | 1/4/2022 12:00:00 AM
58 | 9774750 | ANTIFUESTO, CHARLITO AM-IS | DRIVER, MEDIUM TRUCK | Enabled | 1/4/2022 12:00:00 AM
59 | 9701176 | ANTIGO, ERIC DURAN | DRIVER, DUMP TRUCK | Enabled | 1/4/2022 12:00:00 AM
60 | 9658637 | ANTIMARO, CARLO CABUSAS | DRIVER, DUMP TRUCK | Enabled | 1/4/2022 12:00:00 AM
61 | 8941572 | ANTONIO, HARWIN RAQUIÑO | DRIVER, HEAVY TRUCK | Enabled | 1/4/2022 12:00:00 AM
62 | 0098434 | ANTONIO, ILDEFONSO SULINO JR. | MB SV DRIVER | Enabled | 1/4/2022 12:00:00 AM
63 | 9651462 | ANUD, JOSE SALUDO JR. | DRIVER, DUMP TRUCK | Enabled | 1/4/2022 12:00:00 AM
64 | 8942153 | APAO, ALAIN MENDOZA | DRIVER, EXTRA HEAVY TRUCK | Enabled | 1/4/2022 12:00:00 AM
65 | 9777636 | APAO, ALLASTER MENDOZA | MB SV DRIVER | Enabled | 1/4/2022 12:00:00 AM
66 | 9702032 | APARIS, TEODORICO FORRO JR. | MB SV DRIVER | Enabled | 1/4/2022 12:00:00 AM
67 | 0095060 | APLAL, ALLAN PACANA | DRIVER, DUMP TRUCK | Enabled | 1/4/2022 12:00:00 AM
68 | 9326251 | APOLINARIO, EDILBERTO ELLORAN | DRIVER, DUMP TRUCK | Enabled | 1/4/2022 12:00:00 AM
69 | 0022055 | APOLINARIO, NORMAN ELLORAN | DRIVER, DUMP TRUCK | Enabled | 1/4/2022 12:00:00 AM
70 | 9703225 | AQUINO, MICHAEL GARCIA | DRIVER, DUMP TRUCK | Enabled | 1/4/2022 12:00:00 AM
71 | 9682066 | ARANTON, MARVIN DACUYAN | TRAINEE, HEAVY TRUCK DRIVER | Enabled | 1/4/2022 12:00:00 AM
72 | 0003434 | ARAÑUA, EDILBERTO GALLARDO | DRIVER, DUMP TRUCK | Enabled | 1/4/2022 12:00:00 AM
73 | 9702482 | ARAO, JERRY MORALES | MB SV DRIVER | Enabled | 1/4/2022 12:00:00 AM
74 | 9324968 | ARCALIN, MICHAEL OGAO OGAO | DRIVER, SV | Enabled | 1/4/2022 12:00:00 AM
75 | 8942684 | ARCELLAS, LEONIDO GOMEZ | DRIVER, EXTRA HEAVY TRUCK | Enabled | 1/4/2022 12:00:00 AM
76 | 9774815 | ARCENAL, RAYMUND MIRALLO | DRIVER, DUMP TRUCK | Enabled | 1/4/2022 12:00:00 AM
77 | 9354476 | ARELLANO, NOEL PRONTO | DRIVER, LIGHT TRUCK | Enabled | 1/4/2022 12:00:00 AM
78 | 0013331 | ARIATA, ALEX LACARAN | DRIVER, DUMP TRUCK | Enabled | 1/4/2022 12:00:00 AM
79 | 9651225 | ARIENZA, EUGENE CABURATAN | DRIVER, DUMP TRUCK | Enabled | 1/4/2022 12:00:00 AM
80 | 9684042 | ARMINTA, JOHNRELL SALAC | DRIVER, DUMP TRUCK | Enabled | 1/4/2022 12:00:00 AM
81 | 9636021 | ARNAIZ, ROLANDO TARSONA | DRIVER, DUMP TRUCK | Enabled | 1/4/2022 12:00:00 AM
82 | 9655433 | AROBA, HERBERT ALFEREZ | DRIVER, WATER TRUCK | Enabled | 1/4/2022 12:00:00 AM
83 | 0001013 | ARROGANTE, RENE PINONGPONG | DRIVER, DUMP TRUCK | Enabled | 1/4/2022 12:00:00 AM
84 | 9339965 | ASA, DELSON TEMPLADO | DRIVER, ARTICULATED WATER TRUC | Enabled | 1/4/2022 12:00:00 AM
85 | 9372571 | ASAS, RHOMANITO PAJO | DRIVER, DUMP TRUCK | Enabled | 1/4/2022 12:00:00 AM
86 | 0021806 | AUTOR, CHARLEMAGNE SALVACION | DRIVER, DUMP TRUCK | Enabled | 1/4/2022 12:00:00 AM
87 | 9656324 | AUZA, SALVADOR SALVO | DRIVER, HEAVY TRUCK | Enabled | 1/4/2022 12:00:00 AM
88 | 9684778 | AVELINO, BASILLOU ALICESANDRO LINCUNA | DRIVER, DUMP TRUCK | Enabled | 1/4/2022 12:00:00 AM
89 | 9703780 | AVENDANIO, DANTE CALISO | MB SV DRIVER | Enabled | 1/4/2022 12:00:00 AM
90 | 0071900 | AVENIO, JUDE DAMAS | DRIVER, DUMP TRUCK | Enabled | 1/4/2022 12:00:00 AM
91 | 0085219 | AWE, ANGELITO BARICAR | DRIVER, DUMP TRUCK | Enabled | 1/4/2022 12:00:00 AM
92 | 0098930 | AWIT, REYDAN SAULONG | DRIVER, DUMP TRUCK | Enabled | 1/4/2022 12:00:00 AM
93 | 0009711 | AYAG, JOEL MANDIN | DRIVER, DUMP TRUCK | Enabled | 1/4/2022 12:00:00 AM
94 | 9684085 | AYODTOD, JUVELINO RUIZ | DRIVER, DUMP TRUCK | Enabled | 1/4/2022 12:00:00 AM
95 | 0097950 | BABOR, ALLAN PAO | KENWORTH DRIVER | Enabled | 1/4/2022 12:00:00 AM
96 | 9651187 | BACALA, BENJIE LIPANTA | DRIVER, DUMP TRUCK | Enabled | 1/4/2022 12:00:00 AM
97 | 0051365 | BACALSO, LEONILO YAKIT | DRIVER, TRAILER BUS | Enabled | 1/4/2022 12:00:00 AM
98 | 0000299 | BACO, DANILO BRANZUELA | DRIVER, DUMP TRUCK | Enabled | 1/4/2022 12:00:00 AM
99 | 9681310 | BADANOY, ARVIN AYON | MB SV DRIVER | Enabled | 1/4/2022 12:00:00 AM
100 | 0004059 | BADILLA, RIZALINO DELA ROSA | DRIVER, TANKER | Enabled | 1/4/2022 12:00:00 AM
101 | 9659366 | BAGABALDO, BERNARDO . JR. | DRIVER, DUMP TRUCK | Enabled | 1/4/2022 12:00:00 AM
102 | 0002396 | BAGOOD, MELITON ENGCOY JR. | DRIVER, DUMP TRUCK | Enabled | 1/4/2022 12:00:00 AM
103 | 9702695 | BAGTASOS, MICHELE MACROHON | DRIVER, HEAVY TRUCK | Enabled | 1/4/2022 12:00:00 AM
104 | 9375163 | BAGUINSA, MARK ANTHONY DAM-AT | DRIVER, DUMP TRUCK | Enabled | 1/4/2022 12:00:00 AM
105 | 9374981 | BALANSAG, HENRY TUNDA | DRIVER, DUMP TRUCK | Enabled | 1/4/2022 12:00:00 AM
106 | 0052701 | BALASAN, ROLANDO PANES III | DRIVER, DUMP TRUCK | Enabled | 1/4/2022 12:00:00 AM
107 | 9648577 | BALBUENA, SANDRO AMOLO | DRIVER, DUMP TRUCK | Enabled | 1/4/2022 12:00:00 AM
108 | 8942196 | BALEN, GERALD DEQUITO | DRIVER, EXTRA HEAVY TRUCK | Enabled | 1/4/2022 12:00:00 AM
109 | 9368396 | BALESTRAMON, JESTER ABALON | DRIVER, DUMP TRUCK | Enabled | 1/4/2022 12:00:00 AM
110 | 0009960 | BALILING, EDUARDO MORAN | DRIVER, DUMP TRUCK | Enabled | 1/4/2022 12:00:00 AM
111 | 9658017 | BALLEZA, MELVIN GEVERO | DRIVER, EXTRA HEAVY TRUCK | Enabled | 1/4/2022 12:00:00 AM
112 | 0006206 | BALLEZA, VINCENT VIAÑA | DRIVER, HEAVY TRUCK | Enabled | 1/4/2022 12:00:00 AM
113 | 0008157 | BALOLOT, ALDRIN NONONGAN | DRIVER | Enabled | 1/4/2022 12:00:00 AM
114 | 9774920 | BALOS, EDUARDO JUMAWAN | DRIVER, DUMP TRUCK | Enabled | 1/4/2022 12:00:00 AM
115 | 9634355 | BAÑAS, FELIX INTONG | DRIVER, DUMP TRUCK | Enabled | 1/4/2022 12:00:00 AM
116 | 0029769 | BANCRIGO, RODOLFO TEJARES JR. | DRIVER, DUMP TRUCK | Enabled | 1/4/2022 12:00:00 AM
117 | 9700331 | BANDIEZ, BRYAN MARK ORTIZ | MB SV DRIVER | Enabled | 1/4/2022 12:00:00 AM
118 | 0077151 | BANDIOLA, FREDIE STA. MARIA | DRIVER, TANKER | Enabled | 1/4/2022 12:00:00 AM
119 | 9702164 | BANGALAO, PELAGIO DE LOS REYES | DRIVER, HEAVY TRUCK | Enabled | 1/4/2022 12:00:00 AM
120 | 8940568 | BAÑOC, RAUL II MENDERICO | DRIVER, HEAVY TRUCK | Enabled | 1/4/2022 12:00:00 AM
121 | 9634525 | BARBADILLO, LEONARD AROBO | DRIVER, DUMP TRUCK | Enabled | 1/4/2022 12:00:00 AM
122 | 0051659 | BARNACHEA, REYNALDO GARCIA | DRIVER, DUMP TRUCK | Enabled | 1/4/2022 12:00:00 AM
123 | 9627111 | BARRIOS, RONNIE ANTIPONA | DRIVER, DUMP TRUCK | Enabled | 1/4/2022 12:00:00 AM
124 | 9378669 | BARROS, RODEL ACHAS | DRIVER, DUMP TRUCK | Enabled | 1/4/2022 12:00:00 AM
125 | 9648003 | BARSAGA, GERALD DE JUMO | TRANSIT MIXER DRIVER | Enabled | 1/4/2022 12:00:00 AM
126 | 9326731 | BARTE, JASON RADIN | DRIVER, DUMP TRUCK | Enabled | 1/4/2022 12:00:00 AM
127 | 9646698 | BARTOLABA, ROLANDO TACLISAN JR. | DRIVER, DUMP TRUCK | Enabled | 1/4/2022 12:00:00 AM
128 | 0055212 | BARTOLO, MOISES LUCENA | DRIVER, DUMP TRUCK | Enabled | 1/4/2022 12:00:00 AM
129 | 0002656 | BASA, DENNIS TROY VILLANUEVA | DRIVER, EXTRA HEAVY TRUCK | Enabled | 1/4/2022 12:00:00 AM
130 | 9639446 | BASCO, JOSE HERMANO JR. | DRIVER, DUMP TRUCK | Enabled | 1/4/2022 12:00:00 AM
131 | 9373799 | BASELA, ALLAN DE TORRES | DRIVER, DUMP TRUCK | Enabled | 1/4/2022 12:00:00 AM
132 | 9682600 | BASTIDA, ARNIL PUERTES | DRIVER, DUMP TRUCK | Enabled | 1/4/2022 12:00:00 AM
133 | 0003690 | BATANAY, CARMILO TAMAYO | DRIVER, HYUNDAI DT | Enabled | 1/4/2022 12:00:00 AM
134 | 9659544 | BATES, ALAN MACOLOR | DRIVER, DUMP TRUCK | Enabled | 1/4/2022 12:00:00 AM
135 | 0006302 | BATUSIN, DINDO GURRIS | DRIVER, DUMP TRUCK | Enabled | 1/4/2022 12:00:00 AM
136 | 9632468 | BATUSIN, ROLDAN GORRES | DRIVER, DUMP TRUCK | Enabled | 1/4/2022 12:00:00 AM
137 | 8942749 | BAUTISTA, DARIO SERUANO | DRIVER, EXTRA HEAVY TRUCK | Enabled | 1/4/2022 12:00:00 AM
138 | 0006163 | BAUTISTA, JUNMER CUBERO | DRIVER, DUMP TRUCK | Enabled | 1/4/2022 12:00:00 AM
139 | 8940401 | BAXAS, GLENN MABITAG | DRIVER, HEAVY TRUCK | Enabled | 1/4/2022 12:00:00 AM
140 | 9368663 | BAYLIN, NERI TOLENTINO | DRIVER, DUMP TRUCK | Enabled | 1/4/2022 12:00:00 AM
141 | 9368450 | BAYONA, KELMER HASALLA | DRIVER, WATER TRUCK | Enabled | 1/4/2022 12:00:00 AM
142 | 0002019 | BAYONA, RECO ALBARAN | DRIVER, DUMP TRUCK | Enabled | 1/4/2022 12:00:00 AM
143 | 0052973 | BEGHANILUM, ELMER TAGOTONGAN | MB SV DRIVER | Enabled | 1/4/2022 12:00:00 AM
144 | 9778837 | BEHING, ISAAC SALAHAY | DRIVER, HEAVY TRUCK | Enabled | 1/4/2022 12:00:00 AM
145 | 0016519 | BELARMINO, JOSEPH VILLAFLORES | DRIVER, DUMP TRUCK | Enabled | 1/4/2022 12:00:00 AM
146 | 9656871 | BENTINGANAN, ROMY EGINA | DRIVER, HEAVY TRUCK | Enabled | 1/4/2022 12:00:00 AM
147 | 9704361 | BERDOS, FRANY PICARDO | DRIVER, HEAVY TRUCK | Enabled | 1/4/2022 12:00:00 AM
148 | 9373845 | BERMEJO, RONALD RODRIGUEZ | DRIVER, DUMP TRUCK | Enabled | 1/4/2022 12:00:00 AM
149 | 0001682 | BERNARDO, ROMEO GUERRERO JR. | DRIVER, DUMP TRUCK | Enabled | 1/4/2022 12:00:00 AM
150 | 0001675 | BERNARDO, RONILLO GUERRERO | DRIVER, DUMP TRUCK | Enabled | 1/4/2022 12:00:00 AM
151 | 9636560 | BERNIDO, LITO SUPAPO | DRIVER, DUMP TRUCK | Enabled | 1/4/2022 12:00:00 AM
152 | 9777652 | BERTUMEN, EDGAR JAKE CUCHARO | MB SV DRIVER | Enabled | 1/4/2022 12:00:00 AM
153 | 9636048 | BESA, ALLAN LIMUTIN | DRIVER, DUMP TRUCK | Enabled | 1/4/2022 12:00:00 AM
154 | 9370064 | BETONIO, BERNIE MENTOYA | DRIVER, DUMP TRUCK | Enabled | 1/4/2022 12:00:00 AM
155 | 9636285 | BETTER, ALLAN JALIN | DRIVER, DUMP TRUCK | Enabled | 1/4/2022 12:00:00 AM
156 | 8943001 | BIASONG, GERALD CABAHUG | DRIVER, EXTRA HEAVY TRUCK | Enabled | 1/4/2022 12:00:00 AM
157 | 9368515 | BINANDAY, MANNY LABAON | DRIVER, DUMP TRUCK | Enabled | 1/4/2022 12:00:00 AM
158 | 9681779 | BISAR, JESSIE JR. | DRIVER, MEDIUM TRUCK | Enabled | 1/4/2022 12:00:00 AM
159 | 9374485 | BITOY, ROGER JERVOSO | DRIVER, DUMP TRUCK | Enabled | 1/4/2022 12:00:00 AM
160 | 8942803 | BLANCO, ELMER FABELA | DRIVER, EXTRA HEAVY TRUCK | Enabled | 1/4/2022 12:00:00 AM
161 | 0059587 | BLANTUCAS, BERNABE TOLEDO | DRIVER, TRAILER BUS | Enabled | 1/4/2022 12:00:00 AM
162 | 8939888 | BLASE, VIRGEL PADIOS | DRIVER, HEAVY TRUCK | Enabled | 1/4/2022 12:00:00 AM
163 | 9774734 | BOLHANO, JASON GARE | DRIVER, DUMP TRUCK | Enabled | 1/4/2022 12:00:00 AM
164 | 0020168 | BOLINA, PIO JR TAYAG | DRIVER/OPERATOR, WRECKER | Enabled | 1/4/2022 12:00:00 AM
165 | 8941696 | BOMBEO, ALBIN PACULBA | DRIVER, HEAVY TRUCK | Enabled | 1/4/2022 12:00:00 AM
166 | 9703594 | BOMOTANO, JOENIKKO ALEGA | DRIVER, WATER TRUCK | Enabled | 1/4/2022 12:00:00 AM
167 | 9660062 | BONTILAO, RODULFO MACADAY JR. | DRIVER, DUMP TRUCK | Enabled | 1/4/2022 12:00:00 AM
168 | 9774300 | BOQUIA, MARK JOHN BUHISAN | DRIVER, DUMP TRUCK | Enabled | 1/4/2022 12:00:00 AM
169 | 9682392 | BORDEN, JAKE ABALO | DRIVER, CANTER | Enabled | 1/4/2022 12:00:00 AM
170 | 8942161 | BRIONES, ALFREDO PLOTENIA | DRIVER, EXTRA HEAVY TRUCK | Enabled | 1/4/2022 12:00:00 AM
171 | 0009800 | BRUAS, JOSEPH SALDE | DRIVER, DUMP TRUCK | Enabled | 1/4/2022 12:00:00 AM
172 | 8942757 | BUENAFLOR, ARIEL VALDEZ | DRIVER, EXTRA HEAVY TRUCK | Enabled | 1/4/2022 12:00:00 AM
173 | 9681019 | BUENO, IAN JOSEPH REGALE | DRIVER, EXTRA HEAVY TRUCK | Enabled | 1/4/2022 12:00:00 AM
174 | 9701664 | BUGARING, ROBERTO PARAGUA | DRIVER, HEAVY TRUCK | Enabled | 1/4/2022 12:00:00 AM
175 | 9326278 | BULAN, RODRIGO ALVAREZ | DRIVER, BUS | Enabled | 1/4/2022 12:00:00 AM
176 | 9373829 | BUMANLAG, ARTHUR ELJENCOLIN JR. | DRIVER, WATER TRUCK | Enabled | 1/4/2022 12:00:00 AM
177 | 9680012 | BUOY, JONARD DALAO | DRIVER, DUMP TRUCK | Enabled | 1/4/2022 12:00:00 AM
178 | 9353879 | BURLAT, WENDEL LUPAGUE | DRIVER, DUMP TRUCK | Enabled | 1/4/2022 12:00:00 AM
179 | 9639578 | BUSALSAG, MARVIN TUTO | DRIVER, DUMP TRUCK | Enabled | 1/4/2022 12:00:00 AM
180 | 0026921 | BUSTILLO, JESIEL VILLAHERMOSA | DRIVER, DUMP TRUCK | Enabled | 1/4/2022 12:00:00 AM
181 | 9775234 | CABADUNGA, EDUARDO DIAZ JR. | DRIVER, DUMP TRUCK | Enabled | 1/4/2022 12:00:00 AM
182 | 0031844 | CABAG, PAUL JUN MAGADAN | DRIVER, DUMP TRUCK | Enabled | 1/4/2022 12:00:00 AM
183 | 0010294 | CABALES, JULIUS MATAGANAS | DRIVER, DUMP TRUCK | Enabled | 1/4/2022 12:00:00 AM
184 | 9368523 | CABALLERO, ARIEL SALES | DRIVER, DUMP TRUCK | Enabled | 1/4/2022 12:00:00 AM
185 | 9368353 | CABALLERO, CLAIDE MÑAO | DRIVER, DUMP TRUCK | Enabled | 1/4/2022 12:00:00 AM
186 | 9368485 | CABALO, ROMEO MELCHOR CEDENIO II | DRIVER, DUMP TRUCK | Enabled | 1/4/2022 12:00:00 AM
187 | 0038067 | CABAN, HAIDEE SAMAR | DRIVER, DUMP TRUCK | Enabled | 1/4/2022 12:00:00 AM
188 | 9636803 | CABARDO, RIOLITO ERIC LOPEZ | DRIVER, DUMP TRUCK | Enabled | 1/4/2022 12:00:00 AM
189 | 0001401 | CABARRUBIAS, ADRIAN BALBIGUER | DRIVER, DUMP TRUCK | Enabled | 1/4/2022 12:00:00 AM
190 | 0009469 | CABARRUBIAS, RADEM BALBEQUER | DRIVER, DUMP TRUCK | Enabled | 1/4/2022 12:00:00 AM
191 | 9372415 | CABIG, RANDY MULA | DRIVER, DUMP TRUCK | Enabled | 1/4/2022 12:00:00 AM
192 | 0079995 | CABILI, JOSE ROBERTO CANTERE | DRIVER, DUMP TRUCK | Enabled | 1/4/2022 12:00:00 AM
193 | 9703934 | CABILTO, VINCENT DESABILLE | DRIVER, WATER TRUCK | Enabled | 1/4/2022 12:00:00 AM
194 | 8941637 | CABRADILLA, JHONBON CASERIS | DRIVER, HEAVY TRUCK | Enabled | 1/4/2022 12:00:00 AM
195 | 0028584 | CABRERA, RICARDO BACALSO | DRIVER, DUMP TRUCK | Enabled | 1/4/2022 12:00:00 AM
196 | 9660127 | CABREROS, JERIEL DALIPE | DRIVER, DUMP TRUCK | Enabled | 1/4/2022 12:00:00 AM
197 | 9355472 | CABRIANA, ARCHIE CABUENAS | DRIVER, DUMP TRUCK | Enabled | 1/4/2022 12:00:00 AM
198 | 9376585 | CABRIANA, FERDINAND CABUENAS | DRIVER, EXTRA HEAVY TRUCK | Enabled | 1/4/2022 12:00:00 AM
199 | 0007226 | CADAL, BERNARDO DE GUZAMAN SR. | DRIVER, DUMP TRUCK | Enabled | 1/4/2022 12:00:00 AM
200 | 0003060 | CADAYONG, RAMON MILLANO | DRIVER, DUMP TRUCK | Enabled | 1/4/2022 12:00:00 AM
201 | 9778802 | CADELIÑA, TOMAS, JR. VILLASAN | DRIVER, MEDIUM TRUCK | Enabled | 1/4/2022 12:00:00 AM
202 | 9701303 | CADUADA, JEFFREY ALEJANDRO | MB SV DRIVER | Enabled | 1/4/2022 12:00:00 AM
203 | 9681221 | CADUNGOG, ROY SINGCO | DRIVER, DUMP TRUCK | Enabled | 1/4/2022 12:00:00 AM
204 | 9371923 | CAGAS, JAY PEE BAG-O | DRIVER, EXTRA HEAVY TRUCK | Enabled | 1/4/2022 12:00:00 AM
205 | 9369015 | CAGAY, DOMINIQUE TICONG | DRIVER, DUMP TRUCK | Enabled | 1/4/2022 12:00:00 AM
206 | 0018295 | CAJOCSON, RONALD MANABAT | DRIVER, DUMP TRUCK | Enabled | 1/4/2022 12:00:00 AM
207 | 8942765 | CALANDRIA, LEO RODRIGUEZ | DRIVER, EXTRA HEAVY TRUCK | Enabled | 1/4/2022 12:00:00 AM
208 | 0094366 | CALAY, GEORGINO ALCANO | DRIVER, DUMP TRUCK | Enabled | 1/4/2022 12:00:00 AM
209 | 9293531 | CALDERON, NIEL CAPOY | DRIVER, DUMP TRUCK | Enabled | 1/4/2022 12:00:00 AM
210 | 0088307 | CALINOG, JULITO IGNACIO | DRIVER, DUMP TRUCK | Enabled | 1/4/2022 12:00:00 AM
211 | 9776974 | CALISO, RONILO MATEO JR. | DRIVER, SV | Enabled | 1/4/2022 12:00:00 AM
212 | 0099716 | CALLAR, VICTOR DIMZON | DRIVER, DUMP TRUCK | Enabled | 1/4/2022 12:00:00 AM
213 | 9649654 | CALLEJA, ALBERT BANCUYO | DRIVER, WATER TRUCK | Enabled | 1/4/2022 12:00:00 AM
214 | 8942455 | CALMA, KIMBERLIE TANDUYAN | DRIVER, MEDIUM TRUCK | Enabled | 1/4/2022 12:00:00 AM
215 | 9376445 | CALUBIRAN, RYAN OLIVEROS | DRIVER, EXTRA HEAVY TRUCK | Enabled | 1/4/2022 12:00:00 AM
216 | 0003772 | CALZADO, OLIVER BETITA | DRIVER, DUMP TRUCK | Enabled | 1/4/2022 12:00:00 AM
217 | 9656146 | CAMACUNA, RAY IAN ETABAG | DRIVER, DUMP TRUCK | Enabled | 1/4/2022 12:00:00 AM
218 | 9372369 | CAMALON, EDMON BADE | DRIVER, DUMP TRUCK | Enabled | 1/4/2022 12:00:00 AM
219 | 9378197 | CAMARILLO, BRYANEIL GALOS | DRIVER, MEDIUM TRUCK | Enabled | 1/4/2022 12:00:00 AM
220 | 0092630 | CAMEROS, RAMIL CAMBARIJAN | DRIVER, DUMP TRUCK | Enabled | 1/4/2022 12:00:00 AM
221 | 9325654 | CAMINADE, REDON JAMES GAGA-A | DRIVER, DUMP TRUCK | Enabled | 1/4/2022 12:00:00 AM
222 | 9655212 | CAMINOS, DARYL SALADAGA | KENWORTH DRIVER | Enabled | 1/4/2022 12:00:00 AM
223 | 8940355 | CAMINOS, JOHN OLIVER PATRATA | DRIVER, HEAVY TRUCK | Enabled | 1/4/2022 12:00:00 AM
224 | 9656995 | CAMPANER, RONEL DAÑO | DRIVER, BUS | Enabled | 1/4/2022 12:00:00 AM
225 | 9355421 | CAMPASAS, SAMUEL CATIWALAAN | DRIVER, DUMP TRUCK | Enabled | 1/4/2022 12:00:00 AM
226 | 9632514 | CAMPOMANES, ALJIM FLORES | DRIVER, TREE SPADE | Enabled | 1/4/2022 12:00:00 AM
227 | 9375236 | CAÑONEO, ARNEL ROSASEÑA | DRIVER, DUMP TRUCK | Enabled | 1/4/2022 12:00:00 AM
228 | 9651802 | CAPILITAN, JADE LOAYON | DRIVER, DUMP TRUCK | Enabled | 1/4/2022 12:00:00 AM
229 | 0029122 | CAPUYAN, EDGARDO GALLO JR. | DRIVER, DUMP TRUCK | Enabled | 1/4/2022 12:00:00 AM
230 | 8942404 | CARBAQUIL, RONEL NARCISO | DRIVER, EXTRA HEAVY TRUCK | Enabled | 1/4/2022 12:00:00 AM
231 | 9371125 | CARBONELL, ALAN COSEP | DRIVER, DUMP TRUCK | Enabled | 1/4/2022 12:00:00 AM
232 | 0031305 | CARCILLAR, JOE ANN JAMISON | DRIVER, DUMP TRUCK | Enabled | 1/4/2022 12:00:00 AM
233 | 9701842 | CARILLERO, HENRY BALATERO | DRIVER, DUMP TRUCK | Enabled | 1/4/2022 12:00:00 AM
234 | 9651209 | CARILLERO, JUNREY ORTIZ | DRIVER, DUMP TRUCK | Enabled | 1/4/2022 12:00:00 AM
235 | 9375066 | CARILLERO, KRIZTY LOUIE ORTIZ | MB SV DRIVER | Enabled | 1/4/2022 12:00:00 AM
236 | 9651195 | CARILLERO, RYAN ORTIZ | DRIVER, DUMP TRUCK | Enabled | 1/4/2022 12:00:00 AM
237 | 8939918 | CARILLO, GIL REURAL | DRIVER, HEAVY TRUCK | Enabled | 1/4/2022 12:00:00 AM
238 | 0064793 | CARNASA, CHARLIE PRAMO | DRIVER, DUMP TRUCK | Enabled | 1/4/2022 12:00:00 AM
239 | 0019887 | CARREON, MARLON BENDOY | DRIVER, DUMP TRUCK | Enabled | 1/4/2022 12:00:00 AM
240 | 9636501 | CARRIAGA, ROGER SUMAMPONG | DRIVER, DUMP TRUCK | Enabled | 1/4/2022 12:00:00 AM
241 | 9659595 | CASIMERO, RODGIE, JR. VILLAREAL | DRIVER, HEAVY TRUCK | Enabled | 1/4/2022 12:00:00 AM
242 | 9704574 | CASTAÑARES, ARVIN HORA | DRIVER, DUMP TRUCK | Enabled | 1/4/2022 12:00:00 AM
243 | 9659536 | CASTILLO, ANSELMO PADUA | DRIVER, DUMP TRUCK | Enabled | 1/4/2022 12:00:00 AM
244 | 8942528 | CASTILLON, JOEMAR ESLABON | DRIVER, SV | Enabled | 1/4/2022 12:00:00 AM
245 | 9702636 | CATLI, CARGILL BETANIO | DRIVER, WATER TRUCK | Enabled | 1/4/2022 12:00:00 AM
246 | 9375457 | CAUSING, DARYL DACAYO | DRIVER, DUMP TRUCK | Enabled | 1/4/2022 12:00:00 AM
247 | 9774939 | CAVADA, JONATHAN SUMALINOG | DRIVER, DUMP TRUCK | Enabled | 1/4/2022 12:00:00 AM
248 | 9774386 | CAYONA, HENRY ANDEA | DRIVER, DUMP TRUCK | Enabled | 1/4/2022 12:00:00 AM
249 | 0003797 | CAZAR, ROBERT AMAR | DRIVER, DUMP TRUCK | Enabled | 1/4/2022 12:00:00 AM
250 | 0028908 | CENIZA, JERRYNE ROSARIO | DRIVER, TRAILER | Enabled | 1/4/2022 12:00:00 AM
251 | 9680187 | CENTINO, MYRISH MARANAN | DRIVER, EXTRA HEAVY TRUCK | Enabled | 1/4/2022 12:00:00 AM
252 | 9650385 | CHAVEZ, JONATHAN CUTAMORA | DRIVER, WATER TRUCK | Enabled | 1/4/2022 12:00:00 AM
253 | 0084573 | CHAWAYEN, GEOMART CUTAY | TRANSIT MIXER DRIVER | Enabled | 1/4/2022 12:00:00 AM
254 | 0027960 | CHIONG, BE JAY ARTICULO | DRIVER, DUMP TRUCK | Enabled | 1/4/2022 12:00:00 AM
255 | 0005702 | CLARIN, JUAN NERONA JR. | DRIVER, DUMP TRUCK | Enabled | 1/4/2022 12:00:00 AM
256 | 0099929 | CLEMENTER, ROLLY ESPERON | DRIVER, DUMP TRUCK | Enabled | 1/4/2022 12:00:00 AM
257 | 9633979 | CLOA, DENDO BALUCA | DRIVER, DUMP TRUCK | Enabled | 1/4/2022 12:00:00 AM
258 | 0011681 | CODIOM, ALFIE GUINTO | DRIVER, DUMP TRUCK | Enabled | 1/4/2022 12:00:00 AM
259 | 9774858 | COLANSE, JEMER PACULBA | DRIVER, DUMP TRUCK | Enabled | 1/4/2022 12:00:00 AM
260 | 9776923 | COLAO, LOVELY BOY FUENTES | DRIVER, SV | Enabled | 1/4/2022 12:00:00 AM
261 | 9353887 | COMAINGKING, BERMOND GIDACAN | DRIVER, DUMP TRUCK | Enabled | 1/4/2022 12:00:00 AM
262 | 9704027 | COMBATE, JUN CABIL | DRIVER, DUMP TRUCK | Enabled | 1/4/2022 12:00:00 AM
263 | 9777628 | COMENDADOR, ARCHIE BATALON | MB SV DRIVER | Enabled | 1/4/2022 12:00:00 AM
264 | 9701850 | COMENDADOR, GEMIEL BACALSO | MB SV DRIVER | Enabled | 1/4/2022 12:00:00 AM
265 | 8943249 | COMILANG, RITCHIE MACALOLOT | DRIVER, EXTRA HEAVY TRUCK | Enabled | 1/4/2022 12:00:00 AM
266 | 9774890 | COMISAS, MARVIN DIAPOLAT | DRIVER, DUMP TRUCK | Enabled | 1/4/2022 12:00:00 AM
267 | 0091693 | CONCELLADO, CORNELIO TOLENTINO | DRIVER, DUMP TRUCK | Enabled | 1/4/2022 12:00:00 AM
268 | 0021334 | CONCEPCION, RYAN ORDENES | DRIVER, DUMP TRUCK | Enabled | 1/4/2022 12:00:00 AM
269 | 0000572 | CONCILLADO, ALVIN TOLENTINO SR. | DRIVER, DUMP TRUCK | Enabled | 1/4/2022 12:00:00 AM
270 | 0041726 | CONEJAR, JORY PERIODICO | DRIVER, DUMP TRUCK | Enabled | 1/4/2022 12:00:00 AM
271 | 9702814 | CONEJAR, KENT SABARES | MB SV DRIVER | Enabled | 1/4/2022 12:00:00 AM
272 | 0011215 | CONEJAR, LEOZEL PERIODECO | DRIVER, DUMP TRUCK | Enabled | 1/4/2022 12:00:00 AM
273 | 0061859 | COPANG, FRANCO VILLANUEVA | KENWORTH DRIVER | Enabled | 1/4/2022 12:00:00 AM
274 | 0039241 | CORONADO, ORLANDO RECAÑA | DRIVER, DUMP TRUCK | Enabled | 1/4/2022 12:00:00 AM
275 | 0090840 | CORTEZ, BONIFACIO DAMIRAY JR. | DRIVER, CANTER | Enabled | 1/4/2022 12:00:00 AM
276 | 9655166 | CORTEZ, JENRIE GARCIA | DRIVER, DUMP TRUCK | Enabled | 1/4/2022 12:00:00 AM
277 | 0001611 | CRISPO, PABLO FERNANDEZ JR. | DRIVER, DUMP TRUCK | Enabled | 1/4/2022 12:00:00 AM
278 | 0006430 | CRUSPERO, RUBEN CLAVER | PRIME MOVER DRIVER | Enabled | 1/4/2022 12:00:00 AM
279 | 9774904 | CUATON, ALEX CARIO | DRIVER, DUMP TRUCK | Enabled | 1/4/2022 12:00:00 AM
280 | 0021407 | CUATON, ROLDAN CARIO | DRIVER, DUMP TRUCK | Enabled | 1/4/2022 12:00:00 AM
281 | 9374019 | CUBERO, NEIL JASPER ANDALAR | PRIME MOVER DRIVER | Enabled | 1/4/2022 12:00:00 AM
282 | 9659382 | CUBILLAS, DEONIEL PAIGAN | DRIVER, DUMP TRUCK | Enabled | 1/4/2022 12:00:00 AM
283 | 9627103 | CUBILLAS, TOMMY VILLAHERMOSA | DRIVER, DUMP TRUCK | Enabled | 1/4/2022 12:00:00 AM
284 | 9701621 | CUENCA, EUGENE DIVINA GRACIA | MB SV DRIVER | Enabled | 1/4/2022 12:00:00 AM
285 | 0052965 | CUEVAS, BEGHARDO MALDORA II | DRIVER, DUMP TRUCK | Enabled | 1/4/2022 12:00:00 AM
286 | 0039667 | CULAY, JOEL VILLANUEVA | DRIVER, DUMP TRUCK | Enabled | 1/4/2022 12:00:00 AM
287 | 9377042 | CULIBRA, MARIANITO CRISESTOMO | DRIVER, EXTRA HEAVY TRUCK | Enabled | 1/4/2022 12:00:00 AM
288 | 0029297 | CUYOS, ARIEL RAMIREZ | DRIVER, HEAVY TRUCK | Enabled | 1/4/2022 12:00:00 AM
289 | 9372350 | DACERA, JAMES SUTIL | DRIVER, DUMP TRUCK | Enabled | 1/4/2022 12:00:00 AM
290 | 0091707 | DACERA, NELSON DELANTAR | DRIVER, DUMP TRUCK | Enabled | 1/4/2022 12:00:00 AM
291 | 9634363 | DACUSAY, JUPITER NAMAYAN | DRIVER, DUMP TRUCK | Enabled | 1/4/2022 12:00:00 AM
292 | 0072559 | DADOL, JOHNNY SALAHOG | DRIVER, DUMP TRUCK | Enabled | 1/4/2022 12:00:00 AM
293 | 0044768 | DAGAR, EDGAR GALO | DRIVER, DUMP TRUCK | Enabled | 1/4/2022 12:00:00 AM
294 | 9375228 | DAGAR, RAYMOND MARCOS | DRIVER, DUMP TRUCK | Enabled | 1/4/2022 12:00:00 AM
295 | 0009946 | DAGONDON, RECAFORT ESTRADA | DRIVER, DUMP TRUCK | Enabled | 1/4/2022 12:00:00 AM
296 | 9372512 | DAGONDON, RHETEL JOHN ESTRADA | DRIVER, DUMP TRUCK | Enabled | 1/4/2022 12:00:00 AM
297 | 9636153 | DAGOY, JOVERN HAGCAP | DRIVER, DUMP TRUCK | Enabled | 1/4/2022 12:00:00 AM
298 | 9638989 | DAGUING, ROLAND ROJAS | DRIVER, DUMP TRUCK | Enabled | 1/4/2022 12:00:00 AM
299 | 9650210 | DAGUING, RYAN REY ROJAS | DRIVER, DUMP TRUCK | Enabled | 1/4/2022 12:00:00 AM
300 | 9702563 | DANA, JIMBOY RUTA | DRIVER, MEDIUM TRUCK | Enabled | 1/4/2022 12:00:00 AM
301 | 0007660 | DANAO, ALVIN BUJAWE | DRIVER, DUMP TRUCK | Enabled | 1/4/2022 12:00:00 AM
302 | 9774270 | DANAO, DON DAOLO GOMERI | DRIVER, DUMP TRUCK | Enabled | 1/4/2022 12:00:00 AM
303 | 0006170 | DANID, RICO GALAGATE | DRIVER, DUMP TRUCK | Enabled | 1/4/2022 12:00:00 AM
304 | 9641025 | DANID, RIO GALAGATE | TRANSIT MIXER DRIVER | Enabled | 1/4/2022 12:00:00 AM
305 | 9648828 | DARUCA, MONROE MATUNOG | DRIVER, DUMP TRUCK | Enabled | 1/4/2022 12:00:00 AM
306 | 9641238 | DASAS, NOEL LABIAO | DRIVER, DUMP TRUCK | Enabled | 1/4/2022 12:00:00 AM
307 | 9701427 | DATO-ON, CHESTER GOLDE | DRIVER, DUMP TRUCK | Enabled | 1/4/2022 12:00:00 AM
308 | 0085855 | DAYON, JOEL ELUMBA | DRIVER, MEDIUM TRUCK | Enabled | 1/4/2022 12:00:00 AM
309 | 9633871 | DE ASIS, MARVEN DORONIO | DRIVER, DUMP TRUCK | Enabled | 1/4/2022 12:00:00 AM
310 | 9779450 | DE GUZMAN, ANACLITO LADION JR. | DRIVER, HEAVY TRUCK | Enabled | 1/4/2022 12:00:00 AM
311 | 0047651 | DE GUZMAN, CAMILO GANOTICE JR. | DRIVER, WATER TRUCK | Enabled | 1/4/2022 12:00:00 AM
312 | 0056073 | DE GUZMAN, MARK ERDY ELTAGONDE | DRIVER, LIGHT TRUCK | Enabled | 1/4/2022 12:00:00 AM
313 | 9370889 | DE LA PUERTA, GENER OYOS | DRIVER, DUMP TRUCK | Enabled | 1/4/2022 12:00:00 AM
314 | 9704515 | DEADA, RASIL CALINGCAG | MB SV DRIVER | Enabled | 1/4/2022 12:00:00 AM
315 | 9684522 | DELA CRUZ, ARNEL LOPEZ | PRIME MOVER DRIVER | Enabled | 1/4/2022 12:00:00 AM
316 | 9775145 | DELA CRUZ, JAYBOY ANGELES | DRIVER, DUMP TRUCK | Enabled | 1/4/2022 12:00:00 AM
317 | 9374698 | DELA CRUZ, JAYSON RUNES | DRIVER, DUMP TRUCK | Enabled | 1/4/2022 12:00:00 AM
318 | 0028541 | DELA CRUZ, JED BUGARIN | DRIVER, DUMP TRUCK | Enabled | 1/4/2022 12:00:00 AM
319 | 9636889 | DELA CRUZ, NEILVIN LORENA | DRIVER, DUMP TRUCK | Enabled | 1/4/2022 12:00:00 AM
320 | 0036455 | DELA CRUZ, NENIO ARIOLA | DRIVER, DUMP TRUCK | Enabled | 1/4/2022 12:00:00 AM
321 | 0097160 | DELA PEÑA, ERWIN SEVELLENO | DRIVER, DUMP TRUCK | Enabled | 1/4/2022 12:00:00 AM
322 | 8941580 | DELA TORRE, MARVEN BUSACO | DRIVER, HEAVY TRUCK | Enabled | 1/4/2022 12:00:00 AM
323 | 9369589 | DELARMENTE, BERNARD PAVIA | DRIVER, TRAILER | Enabled | 1/4/2022 12:00:00 AM
324 | 0012653 | DELIMA, EDUARDO SUMAPIG | DRIVER, DUMP TRUCK | Enabled | 1/4/2022 12:00:00 AM
325 | 0008328 | DELOS REYES, DENNIS VERGARA | DRIVER, LIGHT TRUCK | Enabled | 1/4/2022 12:00:00 AM
326 | 0089680 | DELOS REYES, JORGE TUALA | DRIVER, DUMP TRUCK | Enabled | 1/4/2022 12:00:00 AM
327 | 8940541 | DELOS SANTOS, DARWIN CABUNGCAL | DRIVER, HEAVY TRUCK | Enabled | 1/4/2022 12:00:00 AM
328 | 0031534 | DELOS SANTOS, DEMAR UMADAC | DRIVER, DUMP TRUCK | Enabled | 1/4/2022 12:00:00 AM
329 | 9681205 | DEMORAL, CHRISTOPHER SALAC | DRIVER, DUMP TRUCK | Enabled | 1/4/2022 12:00:00 AM
330 | 0029041 | DEPOSITARIO, GERRY RAMIREZ | PRIME MOVER DRIVER | Enabled | 1/4/2022 12:00:00 AM
331 | 8941467 | DEQUIÑA, EDJUN GUADARIO | DRIVER, HEAVY TRUCK | Enabled | 1/4/2022 12:00:00 AM
332 | 9658688 | DIMAPILIS, RICKY GOMEZ | MB SV DRIVER | Enabled | 1/4/2022 12:00:00 AM
333 | 9641084 | DINGCONG, ALBERT RECORTE | DRIVER, DUMP TRUCK | Enabled | 1/4/2022 12:00:00 AM
334 | 9704671 | DINGCONG, RONALD ENERIO | DRIVER, DUMP TRUCK | Enabled | 1/4/2022 12:00:00 AM
335 | 9657673 | DIONSON, MARVIN BARONGGOY | DRIVER, DUMP TRUCK | Enabled | 1/4/2022 12:00:00 AM
336 | 9635947 | DITCHITA, CHRISTOPHER MANGGAY | DRIVER, DUMP TRUCK | Enabled | 1/4/2022 12:00:00 AM
337 | 0034703 | DIVINO, ROMULO BAJAS JR. | DRIVER, DUMP TRUCK | Enabled | 1/4/2022 12:00:00 AM
338 | 0006195 | DOBLE, ARSENIO BAULITA JR. | DRIVER, DUMP TRUCK | Enabled | 1/4/2022 12:00:00 AM
339 | 9374833 | DOLAUTA, ESTELITO CABRERA | DRIVER, DUMP TRUCK | Enabled | 1/4/2022 12:00:00 AM
340 | 0046450 | DOMINGO, BENJIE ERODIAS | DRIVER, DUMP TRUCK | Enabled | 1/4/2022 12:00:00 AM
341 | 8942498 | DOMINGO, BENJIE TEJADA JR. | DRIVER, MEDIUM TRUCK | Enabled | 1/4/2022 12:00:00 AM
342 | 9637958 | DOMINGO, EMILIANO AGUILAR JR. | DRIVER, CANTER | Enabled | 1/4/2022 12:00:00 AM
343 | 9647953 | DONGOG, REY MABINI | DRIVER, DUMP TRUCK | Enabled | 1/4/2022 12:00:00 AM
344 | 9373608 | DUJON, PAUL JAN BLAS | DRIVER, DUMP TRUCK | Enabled | 1/4/2022 12:00:00 AM
345 | 0076325 | DUMAPIG, MARCEDITO BENDIJO | DRIVER, DUMP TRUCK | Enabled | 1/4/2022 12:00:00 AM
346 | 0030554 | DUMAPLIN, ROBERTO BALDERAS | DRIVER, DUMP TRUCK | Enabled | 1/4/2022 12:00:00 AM
347 | 9705082 | DUMPA, BIATO COLANCE JR. | MB SV DRIVER | Enabled | 1/4/2022 12:00:00 AM
348 | 9651861 | DUPALCO, JOSE RONIE MACABINTA | MB SV DRIVER | Enabled | 1/4/2022 12:00:00 AM
349 | 0048054 | DURAN, DIOSCORO ALVARADO JR. | DRIVER, DUMP TRUCK | Enabled | 1/4/2022 12:00:00 AM
350 | 9775366 | DURANO, DANNY CASIM | DRIVER, DUMP TRUCK | Enabled | 1/4/2022 12:00:00 AM
351 | 0018015 | DUSANO, JAYSON FRANCISCO | DRIVER, TRAILER BUS | Enabled | 1/4/2022 12:00:00 AM
352 | 0021679 | DUTERTE, ROLANDO BAGA | DRIVER, DUMP TRUCK | Enabled | 1/4/2022 12:00:00 AM
353 | 9774343 | EBALIN, ROTSEN | DRIVER, DUMP TRUCK | Enabled | 1/4/2022 12:00:00 AM
354 | 9373772 | ECHAGUE, ARIEL TAMPALIC | DRIVER, HEAVY TRUCK | Enabled | 1/4/2022 12:00:00 AM
355 | 9684492 | EGOD, JAN DAVE ETING | MB SV DRIVER | Enabled | 1/4/2022 12:00:00 AM
356 | 8940428 | ELACO, CHERWIN BOLDADORA | DRIVER, HEAVY TRUCK | Enabled | 1/4/2022 12:00:00 AM
357 | 9702369 | ELECCION, CHARLITO JERUSALEM | DRIVER, DUMP TRUCK | Enabled | 1/4/2022 12:00:00 AM
358 | 0085413 | ELISEO, ROY SEVILLENO | DRIVER, DUMP TRUCK | Enabled | 1/4/2022 12:00:00 AM
359 | 9775447 | ELLOREN, MICHAEL TAPUNGOT | DRIVER, DUMP TRUCK | Enabled | 1/4/2022 12:00:00 AM
360 | 0038644 | ELMA, HARRIS ABASTAR | DRIVER, SV | Enabled | 1/4/2022 12:00:00 AM
361 | 8942846 | ELON, NEPTHALEI PALACIOS | DRIVER, EXTRA HEAVY TRUCK | Enabled | 1/4/2022 12:00:00 AM
362 | 0098558 | EMBANECIDO, JIMMY FRANCISCO | DRIVER, DUMP TRUCK | Enabled | 1/4/2022 12:00:00 AM
363 | 0092657 | EMPUERTO, JUNEFRED PARBA | DRIVER, DUMP TRUCK | Enabled | 1/4/2022 12:00:00 AM
364 | 9368337 | ENANGKILE, JETHRO LUMINAO | DRIVER, DUMP TRUCK | Enabled | 1/4/2022 12:00:00 AM
365 | 0088536 | ENANO, ERDY VERDIN | DRIVER, ARTICULATED DUMP TRUCK | Enabled | 1/4/2022 12:00:00 AM
366 | 0009889 | ENGCOY, RONALD YULIN | DRIVER, DUMP TRUCK | Enabled | 1/4/2022 12:00:00 AM
367 | 9704590 | ENOC, WILFREDO EMELIANO JR. | MB SV DRIVER | Enabled | 1/4/2022 12:00:00 AM
368 | 0077399 | ENOHADA, RANDY BURLAT | DRIVER, DUMP TRUCK | Enabled | 1/4/2022 12:00:00 AM
369 | 9356517 | ENONG, JOHNNY LEO BARORO | DRIVER, TRAILER BUS | Enabled | 1/4/2022 12:00:00 AM
370 | 9774807 | ENRIQUEZ, RENIR ELNASIN | DRIVER, DUMP TRUCK | Enabled | 1/4/2022 12:00:00 AM
371 | 9775404 | ENTRINA, AVELINO FUERTES | DRIVER, DUMP TRUCK | Enabled | 1/4/2022 12:00:00 AM
372 | 9702725 | EPANIS, IAN KING PASCUAL | DRIVER, DUMP TRUCK | Enabled | 1/4/2022 12:00:00 AM
373 | 9681132 | EPETITO, CRECENCIO MALUTAO | DRIVER, MAN DT | Enabled | 1/4/2022 12:00:00 AM
374 | 9659021 | ERODIAS, NORY GUDACA | DRIVER, HEAVY TRUCK | Enabled | 1/4/2022 12:00:00 AM
375 | 0011002 | ESCALA, DANILO DUMAGUIT | DRIVER, DUMP TRUCK | Enabled | 1/4/2022 12:00:00 AM
376 | 0073326 | ESCARPE, MARK ANTHONY LOPES | DRIVER, LIGHT TRUCK | Enabled | 1/4/2022 12:00:00 AM
377 | 0085251 | ESCOBIDO, JIMMY MOLINA | DRIVER, DUMP TRUCK | Enabled | 1/4/2022 12:00:00 AM
378 | 9775463 | ESCOLANO, ERWIN TACULOD | DRIVER, DUMP TRUCK | Enabled | 1/4/2022 12:00:00 AM
379 | 9702431 | ESCUBIO, RYAN DATON | DRIVER, DUMP TRUCK | Enabled | 1/4/2022 12:00:00 AM
380 | 0029521 | ESCULTOR, REDEN MANONGOL SR. | DRIVER, DUMP TRUCK | Enabled | 1/4/2022 12:00:00 AM
381 | 8942501 | ESLAO, JONALD TOMAS | DRIVER, EXTRA HEAVY TRUCK | Enabled | 1/4/2022 12:00:00 AM
382 | 9325492 | ESOG, GEORGE BURGOS | MB SV DRIVER | Enabled | 1/4/2022 12:00:00 AM
383 | 9648631 | ESPINA, BERNARDO RESTAURO JR. | DRIVER, DUMP TRUCK | Enabled | 1/4/2022 12:00:00 AM
384 | 0010839 | ESPINA, RODEL REMOLTA | DRIVER, DUMP TRUCK | Enabled | 1/4/2022 12:00:00 AM
385 | 0073288 | ESPOLON, MELVIN GOZAR | DRIVER, DUMP TRUCK | Enabled | 1/4/2022 12:00:00 AM
386 | 0001419 | ESTILLORE, SAMUEL CALAMBA | DRIVER, DUMP TRUCK | Enabled | 1/4/2022 12:00:00 AM
387 | 0017183 | ETONG, EDUARDO MAHIDLAWON | DRIVER, DUMP TRUCK | Enabled | 1/4/2022 12:00:00 AM
388 | 9683046 | ETOR, SIMON PETER UBALDE | DRIVER, DUMP TRUCK | Enabled | 1/4/2022 12:00:00 AM
389 | 8941513 | FABRICANTE, VIRGILIO OMONGOS JR. | DRIVER, HEAVY TRUCK | Enabled | 1/4/2022 12:00:00 AM
390 | 9701095 | FABROS, JERRY CEBALLOS | MB SV DRIVER | Enabled | 1/4/2022 12:00:00 AM
391 | 0032360 | FACIOL, RONALD ANAJAO | DRIVER, HEAVY TRUCK | Enabled | 1/4/2022 12:00:00 AM
392 | 8941548 | FACULTAD, REYNAN NARCISO | DRIVER, HEAVY TRUCK | Enabled | 1/4/2022 12:00:00 AM
393 | 9632484 | FEGURAC, FRANKLIN CASIDO | DRIVER, HEAVY TRUCK | Enabled | 1/4/2022 12:00:00 AM
394 | 0098523 | FELIPE, ARNOLD SAJOR | DRIVER, DUMP TRUCK | Enabled | 1/4/2022 12:00:00 AM
395 | 8943559 | FERNANDEZ, ZALDY JEREZ | DRIVER, EXTRA HEAVY TRUCK | Enabled | 1/4/2022 12:00:00 AM
396 | 8939934 | FLORENOSOS, ELMER FERNANDEZ | DRIVER, HEAVY TRUCK | Enabled | 1/4/2022 12:00:00 AM
397 | 0040223 | FLORES, JONARD REAL | DRIVER, DUMP TRUCK | Enabled | 1/4/2022 12:00:00 AM
398 | 0039691 | FLORES, MARCK ANTHONY COSTELO | DRIVER, DUMP TRUCK | Enabled | 1/4/2022 12:00:00 AM
399 | 9638237 | FLORES, MARLOU COSTELO | DRIVER, TRAILER BUS | Enabled | 1/4/2022 12:00:00 AM
400 | 0003384 | FLORES, RUBEN DELA PEÑA | DRIVER, DUMP TRUCK | Enabled | 1/4/2022 12:00:00 AM
401 | 9631879 | FORONES, SEIRGSFRED ANGELES | DRIVER, TRAILER | Enabled | 1/4/2022 12:00:00 AM
402 | 9339396 | FRANCISCO, SHEM CABANERA | DRIVER, LIGHT TRUCK | Enabled | 1/4/2022 12:00:00 AM
403 | 0087882 | FRANGUE, LEONARDO SOLABO | DRIVER, DUMP TRUCK | Enabled | 1/4/2022 12:00:00 AM
404 | 0010197 | FUENTES, MARVIN CATALAN | DRIVER, DUMP TRUCK | Enabled | 1/4/2022 12:00:00 AM
405 | 9683968 | GABINETE, REXY DELA PUERTA | DRIVER, WATER TRUCK | Enabled | 1/4/2022 12:00:00 AM
406 | 9700145 | GABISAN, NONIE MASANIA | MB SV DRIVER | Enabled | 1/4/2022 12:00:00 AM
407 | 9378553 | GADIANO, JAYSON ERESMAS | MB SV DRIVER | Enabled | 1/4/2022 12:00:00 AM
408 | 9372938 | GALGO, CHRISTOPHER FIEL | DRIVER, DUMP TRUCK | Enabled | 1/4/2022 12:00:00 AM
409 | 0005474 | GALLANO, FELICISIMO DUJALE | DRIVER, DUMP TRUCK | Enabled | 1/4/2022 12:00:00 AM
410 | 8942129 | GALLARDO, FILOMINO JR. DACAL-DACAL | DRIVER, EXTRA HEAVY TRUCK | Enabled | 1/4/2022 12:00:00 AM
411 | 9775188 | GALLENERO, JIMUEL PADIGOS | DRIVER, DUMP TRUCK | Enabled | 1/4/2022 12:00:00 AM
412 | 9774912 | GALLEPOSO, WILMOR JUMUAD | DRIVER, DUMP TRUCK | Enabled | 1/4/2022 12:00:00 AM
413 | 9703519 | GALLETO, JUDY MONALAYAG | DRIVER, TRAILER | Enabled | 1/4/2022 12:00:00 AM
414 | 9635998 | GALLO, JOHN REY PELAYO | DRIVER, DUMP TRUCK | Enabled | 1/4/2022 12:00:00 AM
415 | 9684182 | GAMAYON, HILMAR TAN | MB SV DRIVER | Enabled | 1/4/2022 12:00:00 AM
416 | 9683151 | GANZAN, JENITO OMBINA | MB SV DRIVER | Enabled | 1/4/2022 12:00:00 AM
417 | 9375449 | GAPILANGO, EDGAR TAPALLA | DRIVER, DUMP TRUCK | Enabled | 1/4/2022 12:00:00 AM
418 | 0064947 | GARAO, ARMANDO LIBRES | MB SV DRIVER | Enabled | 1/4/2022 12:00:00 AM
419 | 9326197 | GARCIA, ARNOLD SEDERIO | DRIVER, MEDIUM TRUCK | Enabled | 1/4/2022 12:00:00 AM
420 | 9774718 | GARUPA, NERCEL SANTOS | DRIVER, DUMP TRUCK | Enabled | 1/4/2022 12:00:00 AM
421 | 9777598 | GATINAO, ROGELIO JR BAYUTAS | MB SV DRIVER | Enabled | 1/4/2022 12:00:00 AM
422 | 9656863 | GENOGUIN, RICARDO DIMA-ANO JR. | DRIVER, DUMP TRUCK | Enabled | 1/4/2022 12:00:00 AM
423 | 9703160 | GERARCAS, DINO DANGKIASAN | DRIVER, DUMP TRUCK | Enabled | 1/4/2022 12:00:00 AM
424 | 9774297 | GERMAN, CESAR ENRIQUEZ JR. | DRIVER, DUMP TRUCK | Enabled | 1/4/2022 12:00:00 AM
425 | 0039196 | GERVABUENA, JOSE GADFRE CABATUAN | DRIVER, DUMP TRUCK | Enabled | 1/4/2022 12:00:00 AM
426 | 9636773 | GOMONIT, CRISDE MIÑOZA | DRIVER, DUMP TRUCK | Enabled | 1/4/2022 12:00:00 AM
427 | 8939942 | GONGOB, ELMER DONIO | DRIVER, HEAVY TRUCK | Enabled | 1/4/2022 12:00:00 AM
428 | 0075868 | GONZAGA, FERNANDO IGNACIO JR. | DRIVER, DUMP TRUCK | Enabled | 1/4/2022 12:00:00 AM
429 | 0046396 | GONZAGA, JOSEP DIACONO | DRIVER, WATER TRUCK | Enabled | 1/4/2022 12:00:00 AM
430 | 9658211 | GONZALES, WILFREDO BATOON JR. | DRIVER, DUMP TRUCK | Enabled | 1/4/2022 12:00:00 AM
431 | 0016624 | GORREON, ARJAY IBOT | DRIVER, DUMP TRUCK | Enabled | 1/4/2022 12:00:00 AM
432 | 0039365 | GOTAS, CRISOLOGO MARCES JR. | DRIVER, DUMP TRUCK | Enabled | 1/4/2022 12:00:00 AM
433 | 9370919 | GOZANES, MICHAEL VILLALON | DRIVER, DUMP TRUCK | Enabled | 1/4/2022 12:00:00 AM
434 | 9376577 | GREÑO, RIXSAN BALORO | PRIME MOVER DRIVER | Enabled | 1/4/2022 12:00:00 AM
435 | 0028274 | GUILOREZA, JUNBERT SURDAO | DRIVER, HEAVY TRUCK | Enabled | 1/4/2022 12:00:00 AM
436 | 0084840 | GUINSISANA, JACKSON BELUAN | DRIVER, DUMP TRUCK | Enabled | 1/4/2022 12:00:00 AM
437 | 9778055 | GUINSOD, REYNHEL BEHING | DRIVER, HEAVY TRUCK | Enabled | 1/4/2022 12:00:00 AM
438 | 9774831 | GUMAPIT, BOYET TIZON | MB SV DRIVER | Enabled | 1/4/2022 12:00:00 AM
439 | 9647031 | GURAY, ALDRIN MAGALAY | MB SV DRIVER | Enabled | 1/4/2022 12:00:00 AM
440 | 9774068 | GUTIERREZ, ALLEN DATUIN | DRIVER, DUMP TRUCK | Enabled | 1/4/2022 12:00:00 AM
441 | 8940029 | GUTIERREZ, JEBS FAMA | DRIVER, HEAVY TRUCK | Enabled | 1/4/2022 12:00:00 AM
442 | 0045810 | GUTIERREZ, JURRY FAMA | DRIVER, DUMP TRUCK | Enabled | 1/4/2022 12:00:00 AM
443 | 9370072 | HAGUTIN, CECILIO APARECE | TRANSIT MIXER DRIVER | Enabled | 1/4/2022 12:00:00 AM
444 | 9681043 | HALINA, ALMAR PAGAS | DRIVER, DUMP TRUCK | Enabled | 1/4/2022 12:00:00 AM
445 | 0052132 | HALINA, JOVEN PAGAS | DRIVER, DUMP TRUCK | Enabled | 1/4/2022 12:00:00 AM
446 | 8942285 | HANDAYAN, ROY LOYOLA | DRIVER, EXTRA HEAVY TRUCK | Enabled | 1/4/2022 12:00:00 AM
447 | 8942145 | HECHANOVA, JESSIE MAGBANUA | DRIVER, EXTRA HEAVY TRUCK | Enabled | 1/4/2022 12:00:00 AM
448 | 9659102 | HINGPIT, JUMER GEMAO | DRIVER, DUMP TRUCK | Enabled | 1/4/2022 12:00:00 AM
449 | 0012483 | HIPONEA, JUN BASAY | DRIVER, DUMP TRUCK | Enabled | 1/4/2022 12:00:00 AM
450 | 8941424 | HIPONIA, EMMANUEL DEL ROSARIO | DRIVER, MEDIUM TRUCK | Enabled | 1/4/2022 12:00:00 AM
451 | 9372725 | HISONA, JAMES JAMILI | DRIVER, MEDIUM TRUCK | Enabled | 1/4/2022 12:00:00 AM
452 | 9650237 | HONTIVEROS, ARMAN PAHUWAY | DRIVER, DUMP TRUCK | Enabled | 1/4/2022 12:00:00 AM
453 | 0028940 | HULIGANGA, JOEY BOLOS | DRIVER, DUMP TRUCK | Enabled | 1/4/2022 12:00:00 AM
454 | 9777660 | HUPA, LOUIE CLOYD DANO | MB SV DRIVER | Enabled | 1/4/2022 12:00:00 AM
455 | 8944229 | ILETO, MICHAEL JEFF BUISEL | DRIVER, LIGHT TRUCK | Enabled | 1/4/2022 12:00:00 AM
456 | 0052140 | IROC, JUNMAR CIRCULADO SR. | DRIVER, DUMP TRUCK | Enabled | 1/4/2022 12:00:00 AM
457 | 9683178 | IWAG, CERWIN DE MARTIN | DRIVER, DUMP TRUCK | Enabled | 1/4/2022 12:00:00 AM
458 | 8942412 | JACINTO, JOJI ABANSE | DRIVER, EXTRA HEAVY TRUCK | Enabled | 1/4/2022 12:00:00 AM
459 | 8941661 | JAIM, TONIROSE BUGHAW | DRIVER, HEAVY TRUCK | Enabled | 1/4/2022 12:00:00 AM
460 | 0081574 | JAMISON, RUBEN GUMBOC | DRIVER, DUMP TRUCK | Enabled | 1/4/2022 12:00:00 AM
461 | 9705075 | JANIOSO, CHRISTOPHER TONSO | DRIVER, DUMP TRUCK | Enabled | 1/4/2022 12:00:00 AM
462 | 9649166 | JAOJAO, ERWIN . | DRIVER, TRAILER BUS | Enabled | 1/4/2022 12:00:00 AM
463 | 8945152 | JAPITANA, RAMIL, JR. SUROPIA | TRAINEE, MEDIUM TRUCK DRIVER | Enabled | 1/4/2022 12:00:00 AM
464 | 8942439 | JARIOL, JULIUS BELOY | DRIVER, EXTRA HEAVY TRUCK | Enabled | 1/4/2022 12:00:00 AM
465 | 0052604 | JAVIER, CLIFF ALDOCENTE | DRIVER, ARTICULATED DUMP TRUCK | Enabled | 1/4/2022 12:00:00 AM
466 | 0029351 | JAVIER, FRANNE BALLENAS | DRIVER, DUMP TRUCK | Enabled | 1/4/2022 12:00:00 AM
467 | 9657126 | JAVIER, WINNIE BALLENAS | DRIVER, ARTICULATED WATER TRUC | Enabled | 1/4/2022 12:00:00 AM
468 | 0027588 | JOSEF, HENRY MATRIZ | DRIVER, DUMP TRUCK | Enabled | 1/4/2022 12:00:00 AM
469 | 9682643 | JUDILLA, ACE BRYAN BACUD | MB SV DRIVER | Enabled | 1/4/2022 12:00:00 AM
470 | 9634533 | JUEVESANO, ALFREDO BAGUION JR. | DRIVER, DUMP TRUCK | Enabled | 1/4/2022 12:00:00 AM
471 | 9658327 | JUEVESANO, ERIC BAGION | DRIVER, DUMP TRUCK | Enabled | 1/4/2022 12:00:00 AM
472 | 9639438 | JUNIO, JOMAR DURON | DRIVER, DUMP TRUCK | Enabled | 1/4/2022 12:00:00 AM
473 | 9778845 | JUPITER, JESON MAR TOMBOC | DRIVER, HEAVY TRUCK | Enabled | 1/4/2022 12:00:00 AM
474 | 9660402 | KADCHAO, KEVIN ENUMNENG | DRIVER, DUMP TRUCK | Enabled | 1/4/2022 12:00:00 AM
475 | 0011584 | KIMPAN, ROLY ESPIRITU | DRIVER, DUMP TRUCK | Enabled | 1/4/2022 12:00:00 AM
476 | 8942374 | KIMPAY, MICHAEL JOHNREY CALOS | DRIVER, EXTRA HEAVY TRUCK | Enabled | 1/4/2022 12:00:00 AM
477 | 9656855 | KUDERA, EDGAR PAMISA | DRIVER, DUMP TRUCK | Enabled | 1/4/2022 12:00:00 AM
478 | 0044016 | LABAJO, RUEL GABOTERO | DRIVER, DUMP TRUCK | Enabled | 1/4/2022 12:00:00 AM
479 | 9682988 | LABANDERO, EDMAR POLLESCAS | DRIVER, DUMP TRUCK | Enabled | 1/4/2022 12:00:00 AM
480 | 9627073 | LABASTIDA, RODEL BARASAN | DRIVER, DUMP TRUCK | Enabled | 1/4/2022 12:00:00 AM
481 | 9774424 | LABE, BERNARD SERADA | DRIVER, WATER TRUCK | Enabled | 1/4/2022 12:00:00 AM
482 | 9641173 | LABIAO, JUVANNY BILBAO | DRIVER, DUMP TRUCK | Enabled | 1/4/2022 12:00:00 AM
483 | 0079774 | LABIAO, ROBINSON ENDONILA | DRIVER, DUMP TRUCK | Enabled | 1/4/2022 12:00:00 AM
484 | 0006640 | LABISIG, GOD PRESH MALICAY | DRIVER, DUMP TRUCK | Enabled | 1/4/2022 12:00:00 AM
485 | 0092215 | LABRADA, ALLI HORTIZANO | DRIVER, DUMP TRUCK | Enabled | 1/4/2022 12:00:00 AM
486 | 9683143 | LABRADOR, ANTHONY PEREMNE | DRIVER, DUMP TRUCK | Enabled | 1/4/2022 12:00:00 AM
487 | 0034274 | LABRADOR, ANTONIO BOCOL | DRIVER, DUMP TRUCK | Enabled | 1/4/2022 12:00:00 AM
488 | 9680179 | LABRADOR, LLYOD BOCOL | KENWORTH DRIVER | Enabled | 1/4/2022 12:00:00 AM
489 | 9371826 | LAGRADA, ROMERO TELAN JR. | DRIVER, DUMP TRUCK | Enabled | 1/4/2022 12:00:00 AM
490 | 0011592 | LAGUROS, DEMIEFEL LUMOR | DRIVER, WATER TRUCK | Enabled | 1/4/2022 12:00:00 AM
491 | 9704566 | LAMBAYONG, AL JHON CATUBAY | MB SV DRIVER | Enabled | 1/4/2022 12:00:00 AM
492 | 9774874 | LAMBOG, NOE GUMAMPONG | DRIVER, DUMP TRUCK | Enabled | 1/4/2022 12:00:00 AM
493 | 9371974 | LAMSON, ARNEL ALCACHUPAS | DRIVER, DUMP TRUCK | Enabled | 1/4/2022 12:00:00 AM
494 | 0002318 | LAPASARAN, MELCHOR MAGLASANG | DRIVER, DUMP TRUCK | Enabled | 1/4/2022 12:00:00 AM
495 | 9371796 | LAPAY, GUILBERT CAÑAS | DRIVER, DUMP TRUCK | Enabled | 1/4/2022 12:00:00 AM
496 | 9641181 | LAPAY, MELVIN HOYOHOY | DRIVER, DUMP TRUCK | Enabled | 1/4/2022 12:00:00 AM
497 | 9376267 | LAQUIORES, JONEL VARGAS | DRIVER, EXTRA HEAVY TRUCK | Enabled | 1/4/2022 12:00:00 AM
498 | 9777601 | LARA, JOHN AGUSTIN DEPEÑOSO | MB SV DRIVER | Enabled | 1/4/2022 12:00:00 AM
499 | 9777644 | LARA, NOEL TAJEL | DRIVER, MEDIUM TRUCK | Enabled | 1/4/2022 12:00:00 AM
500 | 0020680 | LARA, REY DEPEÑOSO | DRIVER, DUMP TRUCK | Enabled | 1/4/2022 12:00:00 AM
501 | 0020672 | LARA, RICKY DEPEÑOSO | DRIVER, DUMP TRUCK | Enabled | 1/4/2022 12:00:00 AM
502 | 0052035 | LARA, RONIE DEPEÑOSO | DRIVER, HEAVY TRUCK | Enabled | 1/4/2022 12:00:00 AM
503 | 0047740 | LARAZI, CALIX LUMAYNO | KENWORTH DRIVER | Enabled | 1/4/2022 12:00:00 AM
504 | 0080209 | LARIOSA, LUISITO | DRIVER, DUMP TRUCK | Enabled | 1/4/2022 12:00:00 AM
505 | 0038806 | LARROSA, RAUL ANTIADO JR. | DRIVER, DUMP TRUCK | Enabled | 1/4/2022 12:00:00 AM
506 | 9703969 | LASCO, ALMAR ALVAREZ | DRIVER, DUMP TRUCK | Enabled | 1/4/2022 12:00:00 AM
507 | 0051268 | LASCUÑA, JONATHAN LOMARDA SR. | DRIVER, DUMP TRUCK | Enabled | 1/4/2022 12:00:00 AM
508 | 9660194 | LATONIO, JUVENAL BALCO | DRIVER, DUMP TRUCK | Enabled | 1/4/2022 12:00:00 AM
509 | 9700889 | LAURENTE, RONALD ALBERT | DRIVER, DUMP TRUCK | Enabled | 1/4/2022 12:00:00 AM
510 | 0052043 | LAVARIAS, RUEL TIMOTUA | MB SV DRIVER | Enabled | 1/4/2022 12:00:00 AM
511 | 9636471 | LAYSON, RICH JUN MONDING | DRIVER, BUS | Enabled | 1/4/2022 12:00:00 AM
512 | 9356118 | LAZONA, JUNIFER ZERRUDO | DRIVER, WATER TRUCK | Enabled | 1/4/2022 12:00:00 AM
513 | 9778942 | LEDESMA, SHERWYN MAGBANUA | DRIVER, HEAVY TRUCK | Enabled | 1/4/2022 12:00:00 AM
514 | 9703942 | LEGARTO, LOPE REPONTE | DRIVER, HEAVY TRUCK | Enabled | 1/4/2022 12:00:00 AM
515 | 9649921 | LEGASPI, LEO CUSTODIO | DRIVER, DUMP TRUCK | Enabled | 1/4/2022 12:00:00 AM
516 | 9633944 | LEGASPO, RAMIL ARQUION | DRIVER, DUMP TRUCK | Enabled | 1/4/2022 12:00:00 AM
517 | 8942447 | LEONES, RICHARD BANQUIRAO | DRIVER, EXTRA HEAVY TRUCK | Enabled | 1/4/2022 12:00:00 AM
518 | 9701141 | LEQUIN, ARNEL GISTO | DRIVER, DUMP TRUCK | Enabled | 1/4/2022 12:00:00 AM
519 | 9370129 | LEUTERIO, RICKY MIRANDA | DRIVER, DUMP TRUCK | Enabled | 1/4/2022 12:00:00 AM
520 | 9373675 | LIBO-ON, REYMOND CATEQUISTA | DRIVER, DUMP TRUCK | Enabled | 1/4/2022 12:00:00 AM
521 | 9650598 | LIBRADO, RENIE LAPINID | DRIVER, DUMP TRUCK | Enabled | 1/4/2022 12:00:00 AM
522 | 8943028 | LIBRE, RENANTE MAMILLA | DRIVER, EXTRA HEAVY TRUCK | Enabled | 1/4/2022 12:00:00 AM
523 | 9703268 | LIGUTOM, RAZEL ACOT | MEDIUM TRUCK DRIVER | Enabled | 1/4/2022 12:00:00 AM
524 | 9372393 | LIMEN, FLORANTE ITORALDE | DRIVER, DUMP TRUCK | Enabled | 1/4/2022 12:00:00 AM
525 | 9779361 | LIMOS, WILSON GALICIA | DRIVER, HEAVY TRUCK | Enabled | 1/4/2022 12:00:00 AM
526 | 9684107 | LINDAYAO, ELAN DACILLO | DRIVER, DUMP TRUCK | Enabled | 1/4/2022 12:00:00 AM
527 | 9658416 | LINDO, KHEVEN BULASO | DRIVER, DUMP TRUCK | Enabled | 1/4/2022 12:00:00 AM
528 | 9648615 | LINGANAY, RYAN CATAYONG | DRIVER, DUMP TRUCK | Enabled | 1/4/2022 12:00:00 AM
529 | 8942382 | LINTUAN, RONALD FELISCIANO | DRIVER, EXTRA HEAVY TRUCK | Enabled | 1/4/2022 12:00:00 AM
530 | 9705015 | LIPON, CECILIO MALOLOY-ON | DRIVER, DUMP TRUCK | Enabled | 1/4/2022 12:00:00 AM
531 | 9649026 | LLEGUE, ARGIE QUEZON | DRIVER, DUMP TRUCK | Enabled | 1/4/2022 12:00:00 AM
532 | 0091235 | LOBINGCO, DANNY DAPA | DRIVER, DUMP TRUCK | Enabled | 1/4/2022 12:00:00 AM
533 | 0047260 | LONGAKIT, ERWIN MARI | DRIVER, DUMP TRUCK | Enabled | 1/4/2022 12:00:00 AM
534 | 0077410 | LONGAQUIT, ELMER MARIE | DRIVER, DUMP TRUCK | Enabled | 1/4/2022 12:00:00 AM
535 | 9635971 | LOQUE, HANSEL JAY ASINIERO | DRIVER, DUMP TRUCK | Enabled | 1/4/2022 12:00:00 AM
536 | 8944202 | LOQUE, HENRICK IAN ASENIERO | DRIVER, LIGHT TRUCK | Enabled | 1/4/2022 12:00:00 AM
537 | 9701583 | LOREMIA, ANDREW FUERTIZ | DRIVER, DUMP TRUCK | Enabled | 1/4/2022 12:00:00 AM
538 | 9774866 | LORETE, RONALD DELOS REYES | MB SV DRIVER | Enabled | 1/4/2022 12:00:00 AM
539 | 9640665 | LOZORATA, CELBANIE HERBABUENA | DRIVER, DUMP TRUCK | Enabled | 1/4/2022 12:00:00 AM
540 | 8942188 | LUARDO, TOMAS LUGANAO | DRIVER, MEDIUM TRUCK | Enabled | 1/4/2022 12:00:00 AM
541 | 0029106 | LUCAS, JOBERT SURILLA | MB SV DRIVER | Enabled | 1/4/2022 12:00:00 AM
542 | 0087130 | LUCES, ELVEN EGINA | DRIVER, HYUNDAI DT | Enabled | 1/4/2022 12:00:00 AM
543 | 0044555 | LUCES, JUNEVAR RELOTA | DRIVER, HEAVY TRUCK | Enabled | 1/4/2022 12:00:00 AM
544 | 9648658 | LUCILLA, MELVEN PADULAGA | DRIVER, DUMP TRUCK | Enabled | 1/4/2022 12:00:00 AM
545 | 0067792 | LUGA, EDUARDO CONDE | TRANSIT MIXER DRIVER | Enabled | 1/4/2022 12:00:00 AM
546 | 9703713 | LUGAY, JARRY DE LA LUNA | MB SV DRIVER | Enabled | 1/4/2022 12:00:00 AM
547 | 9682309 | LUMAWAG, LOWEL EDER | DRIVER, TANKER | Enabled | 1/4/2022 12:00:00 AM
548 | 9683844 | LUNESA, CRISTOBAL NADELA JR. | DRIVER, DUMP TRUCK | Enabled | 1/4/2022 12:00:00 AM
549 | 0081310 | LUSADIO, BENJIE PARADO | DRIVER, DUMP TRUCK | Enabled | 1/4/2022 12:00:00 AM
550 | 9651810 | LUZON, MAINELL FERRAREN | DRIVER, DUMP TRUCK | Enabled | 1/4/2022 12:00:00 AM
551 | 9702237 | MAAMBONG, FRANCISCO, JR. SOROYSOROY | DRIVER, DUMP TRUCK | Enabled | 1/4/2022 12:00:00 AM
552 | 9701435 | MAAMBONG, LIMUEL SOROYSOROY | DRIVER, DUMP TRUCK | Enabled | 1/4/2022 12:00:00 AM
553 | 9355081 | MABACQUIAO, JONVEL DOMINGO | DRIVER, LIGHT TRUCK | Enabled | 1/4/2022 12:00:00 AM
554 | 0082171 | MABASA, EUGENE PAALISBO | DRIVER, DUMP TRUCK | Enabled | 1/4/2022 12:00:00 AM
555 | 0021709 | MABASCOG, LEONARD DIMPAS | DRIVER, DUMP TRUCK | Enabled | 1/4/2022 12:00:00 AM
556 | 0009597 | MACABALES, JEORGIE VALENTE | DRIVER, DUMP TRUCK | Enabled | 1/4/2022 12:00:00 AM
557 | 0005111 | MACAHILAS, ROGER CABILE | DRIVER, DUMP TRUCK | Enabled | 1/4/2022 12:00:00 AM
558 | 0002777 | MACALALAG, RUEL RELATOR | DRIVER, DUMP TRUCK | Enabled | 1/4/2022 12:00:00 AM
559 | 9704868 | MACHICA, MARLON ROSERO | DRIVER, DUMP TRUCK | Enabled | 1/4/2022 12:00:00 AM
560 | 0063266 | MADARCOS, CHITO EGINA | DRIVER, DUMP TRUCK | Enabled | 1/4/2022 12:00:00 AM
561 | 0023639 | MADARCOS, CLIMACO ENRIQUEZ | DRIVER, TRAILER | Enabled | 1/4/2022 12:00:00 AM
562 | 0097489 | MADARCOS, JOSE MAGSIPOC | DRIVER, LUBE TRUCK | Enabled | 1/4/2022 12:00:00 AM
563 | 0011851 | MADARCOS, JOY MAGAN | DRIVER, LIGHT TRUCK | Enabled | 1/4/2022 12:00:00 AM
564 | 8942366 | MADELOZO, MANUEL SALUDES | DRIVER, EXTRA HEAVY TRUCK | Enabled | 1/4/2022 12:00:00 AM
565 | 0004511 | MADRANGCA, NOLITO MESIYAS | DRIVER, TRAILER BUS | Enabled | 1/4/2022 12:00:00 AM
566 | 0051241 | MADRID, HENRY FORD CAÑETE | DRIVER, DUMP TRUCK | Enabled | 1/4/2022 12:00:00 AM
567 | 9704728 | MADRID, JOHN MARK EUFRE | DRIVER, DUMP TRUCK | Enabled | 1/4/2022 12:00:00 AM
568 | 9701230 | MAG-ASO, WIELMIN OBERES | DRIVER, HEAVY TRUCK | Enabled | 1/4/2022 12:00:00 AM
569 | 9656359 | MAGAN, JULIUS PAGSUGUIRON | DRIVER, DUMP TRUCK | Enabled | 1/4/2022 12:00:00 AM
570 | 8944296 | MAGANTE, RANE PIANO | MEDIUM TRUCK DRIVER | Enabled | 1/4/2022 12:00:00 AM
571 | 0000371 | MAGBANUA, REYNANTE PAZ | DRIVER, DUMP TRUCK | Enabled | 1/4/2022 12:00:00 AM
572 | 9704183 | MAGLACION, GREGOR KIM MICULOB | DRIVER, DUMP TRUCK | Enabled | 1/4/2022 12:00:00 AM
573 | 9779469 | MAGLANGIT, ANTHONY PATADLAS | DRIVER, HEAVY TRUCK | Enabled | 1/4/2022 12:00:00 AM
574 | 9680047 | MAGNASE, RANDY MIYAT | DRIVER, DUMP TRUCK | Enabled | 1/4/2022 12:00:00 AM
575 | 0009070 | MAGPALE, RODULFO UBOS JR. | DRIVER, DUMP TRUCK | Enabled | 1/4/2022 12:00:00 AM
576 | 0050156 | MAGSAYO, REY TONGOL | DRIVER, DUMP TRUCK | Enabled | 1/4/2022 12:00:00 AM
577 | 0025879 | MAHILUM, ANECITO CAIS | DRIVER, CANTER | Enabled | 1/4/2022 12:00:00 AM
578 | 9777679 | MAHINAY, RICHIE SUMILE | MB SV DRIVER | Enabled | 1/4/2022 12:00:00 AM
579 | 9655174 | MAHUBAY, RICHARD YANGSON | DRIVER, DUMP TRUCK | Enabled | 1/4/2022 12:00:00 AM
580 | 9778411 | MAHUBAY, ROBIN YANGSON | DRIVER, HEAVY TRUCK | Enabled | 1/4/2022 12:00:00 AM
581 | 0035114 | MALAAY, JONEL GALLARDE | DRIVER, DUMP TRUCK | Enabled | 1/4/2022 12:00:00 AM
582 | 9378588 | MALACASTE, HENRICH SUBRADO | DRIVER, HYUNDAI DT | Enabled | 1/4/2022 12:00:00 AM
583 | 9774416 | MALANO, CHRISTOPHER BRUAS | DRIVER, DUMP TRUCK | Enabled | 1/4/2022 12:00:00 AM
584 | 0034622 | MALAYAN, ROSALITO BURGOS | DRIVER, TANKER | Enabled | 1/4/2022 12:00:00 AM
585 | 8939950 | MALID, FRANKIE TUSAN | DRIVER, HEAVY TRUCK | Enabled | 1/4/2022 12:00:00 AM
586 | 9372180 | MALLOSA, DANIEL CANONIGO | DRIVER, SV | Enabled | 1/4/2022 12:00:00 AM
587 | 9701877 | MALONGGO, MALVIN ORITO | MB SV DRIVER | Enabled | 1/4/2022 12:00:00 AM
588 | 0035238 | MALUTAO, ALVIN DELOS TRIA | MB SV DRIVER | Enabled | 1/4/2022 12:00:00 AM
589 | 9684980 | MANAIT, RICHARD JOHN EUDILLA | MB SV DRIVER | Enabled | 1/4/2022 12:00:00 AM
590 | 9636005 | MANATAD, CHRISTOPHER OLAER | DRIVER, DUMP TRUCK | Enabled | 1/4/2022 12:00:00 AM
591 | 9369295 | MANATAD, JAYBERT CALIPES | DRIVER, DUMP TRUCK | Enabled | 1/4/2022 12:00:00 AM
592 | 0056685 | MANATAD, ROBERTO DIDAL | DRIVER, TRAILER | Enabled | 1/4/2022 12:00:00 AM
593 | 8942110 | MANCERA, ORLANDO VILLARIN | DRIVER, EXTRA HEAVY TRUCK | Enabled | 1/4/2022 12:00:00 AM
594 | 8939926 | MANGILOG, SHERWIN GARA | DRIVER, HEAVY TRUCK | Enabled | 1/4/2022 12:00:00 AM
595 | 9680969 | MANGUBA, JOHN FRANCIS VILLANUEVA | DRIVER, DUMP TRUCK | Enabled | 1/4/2022 12:00:00 AM
596 | 9648526 | MANGUBAT, FERNEL ALARMA | KENWORTH DRIVER | Enabled | 1/4/2022 12:00:00 AM
597 | 0091456 | MANGUBAT, FLORDELINO DIMAILIG JR. | DRIVER, DUMP TRUCK | Enabled | 1/4/2022 12:00:00 AM
598 | 0099104 | MANGUDLAY, JOSE DIALA JR. | DRIVER, DUMP TRUCK | Enabled | 1/4/2022 12:00:00 AM
599 | 0016659 | MANGUMPIT, RUBEN PACARAT JR. | DRIVER, DUMP TRUCK | Enabled | 1/4/2022 12:00:00 AM
600 | 9369457 | MANTE, OLIVER TANGAL | DRIVER, DUMP TRUCK | Enabled | 1/4/2022 12:00:00 AM
601 | 9681477 | MANZANO, RYAN LADUBLAN | DRIVER, DUMP TRUCK | Enabled | 1/4/2022 12:00:00 AM
602 | 9375805 | MAPALO, JOHN MICHAEL CASING | DRIVER, DUMP TRUCK | Enabled | 1/4/2022 12:00:00 AM
603 | 9775218 | MARBAN, JAY-AR JUBAN | DRIVER, DUMP TRUCK | Enabled | 1/4/2022 12:00:00 AM
604 | 9774726 | MARCELINO, DIOSDADO TROCERO | DRIVER, MEDIUM TRUCK | Enabled | 1/4/2022 12:00:00 AM
605 | 9378138 | MARIANO, BILLY JOE ESCALA | DRIVER, SV | Enabled | 1/4/2022 12:00:00 AM
606 | 9774181 | MARTIN, RAYMOND GANTI | MB SV DRIVER | Enabled | 1/4/2022 12:00:00 AM
607 | 9369384 | MARTINEZ, MICHAEL BARTOLO | MB SV DRIVER | Enabled | 1/4/2022 12:00:00 AM
608 | 9777571 | MASAGAYNA, REGALADO CASTILLO JR. | DRIVER, DUMP TRUCK | Enabled | 1/4/2022 12:00:00 AM
609 | 9680381 | MASIBAY, DENNIS ALMONTE | DRIVER, DUMP TRUCK | Enabled | 1/4/2022 12:00:00 AM
610 | 8941564 | MASIRIN, JOHN ART BERALLO | DRIVER, MEDIUM TRUCK | Enabled | 1/4/2022 12:00:00 AM
611 | 9705031 | MATA, CARMELO ORANTOY | MB SV DRIVER | Enabled | 1/4/2022 12:00:00 AM
612 | 8942781 | MATAHUM, RONIL PAJO | DRIVER, EXTRA HEAVY TRUCK | Enabled | 1/4/2022 12:00:00 AM
613 | 0016640 | MATURAN, FELIPE MELGAR JR. | DRIVER, DUMP TRUCK | Enabled | 1/4/2022 12:00:00 AM
614 | 9375309 | MAYO, CHARLIE VIGUAS | DRIVER, DUMP TRUCK | Enabled | 1/4/2022 12:00:00 AM
615 | 9640673 | MAYO, SAMUEL BALAOD | DRIVER, DUMP TRUCK | Enabled | 1/4/2022 12:00:00 AM
616 | 9641041 | MEDALLA, RAMIE JADE RABE | DRIVER, DUMP TRUCK | Enabled | 1/4/2022 12:00:00 AM
617 | 9649069 | MEDRIANO, JAYSON QUEROL | MB SV DRIVER | Enabled | 1/4/2022 12:00:00 AM
618 | 0084972 | MEJARES, ALFREDO PLARISAN | DRIVER, HEAVY TRUCK | Enabled | 1/4/2022 12:00:00 AM
619 | 9655778 | MEJASCO, BENNY DAGAR JR. | DRIVER, DUMP TRUCK | Enabled | 1/4/2022 12:00:00 AM
620 | 0012645 | MEJOS, ADOLFO MONTERO JR. | DRIVER, DUMP TRUCK | Enabled | 1/4/2022 12:00:00 AM
621 | 9377174 | MELITON, RICARTE AVELLANA JR. | PRIME MOVER DRIVER | Enabled | 1/4/2022 12:00:00 AM
622 | 9684786 | MELITON, RICARTE SANGUTAN III | DRIVER, LIGHT TRUCK | Enabled | 1/4/2022 12:00:00 AM
623 | 9681418 | MELITON, WENY AVELLANA | DRIVER, DUMP TRUCK | Enabled | 1/4/2022 12:00:00 AM
624 | 9374752 | MENDOZA, EDWIN CASTILLO | DRIVER, DUMP TRUCK | Enabled | 1/4/2022 12:00:00 AM
625 | 9775137 | MENDOZA, MICHAEL BACLAAN | DRIVER, DUMP TRUCK | Enabled | 1/4/2022 12:00:00 AM
626 | 9774319 | MEÑOZA, HEPOLITO VILLAMOR JR. | DRIVER, DUMP TRUCK | Enabled | 1/4/2022 12:00:00 AM
627 | 0009825 | MERCADAL, WENDELL GOMEZ | DRIVER, DUMP TRUCK | Enabled | 1/4/2022 12:00:00 AM
628 | 9701265 | MERCADER, RICHARD FUERTIS | DRIVER, DUMP TRUCK | Enabled | 1/4/2022 12:00:00 AM
629 | 9658629 | MERCOLITA, MARLITO MENDOZA | DRIVER, WATER TRUCK | Enabled | 1/4/2022 12:00:00 AM
630 | 9650202 | MERCURIO, ARNEL BUTIL | DRIVER, DUMP TRUCK | Enabled | 1/4/2022 12:00:00 AM
631 | 9648607 | MERENILLO, ARNULFO VILLACORTA | DRIVER, DUMP TRUCK | Enabled | 1/4/2022 12:00:00 AM
632 | 9702105 | MIANO, ELTHON JAN MAGNA | MB SV DRIVER | Enabled | 1/4/2022 12:00:00 AM
633 | 0024406 | MIGUEL, ALEX YBUYAN | DRIVER, DUMP TRUCK | Enabled | 1/4/2022 12:00:00 AM
634 | 0006747 | MIGUEL, RENE BOY RAZ | DRIVER, DUMP TRUCK | Enabled | 1/4/2022 12:00:00 AM
635 | 9680586 | MILAN, SIEGFRIEND APRECIO | DRIVER, DUMP TRUCK | Enabled | 1/4/2022 12:00:00 AM
636 | 9778403 | MOGOTE, EDWIN LOZADA | DRIVER, HEAVY TRUCK | Enabled | 1/4/2022 12:00:00 AM
637 | 9656510 | MOLINA, ARJAY DE LA CRUZ | DRIVER, HEAVY TRUCK | Enabled | 1/4/2022 12:00:00 AM
638 | 9369392 | MONCAYO, VICTOR PUGOSA | DRIVER, LUBE TRUCK | Enabled | 1/4/2022 12:00:00 AM
639 | 0028622 | MONDEJAR, NOLI LIBO-ON | DRIVER, DUMP TRUCK | Enabled | 1/4/2022 12:00:00 AM
640 | 0028738 | MONDERONDO, JOSELITO MALNEGRO | DRIVER, DUMP TRUCK | Enabled | 1/4/2022 12:00:00 AM
641 | 0081485 | MONDING, BETHUEL MOPIA | MB SV DRIVER | Enabled | 1/4/2022 12:00:00 AM
642 | 0094609 | MONDRAGON, JOSE RORIE MARQUEZ | DRIVER, MEDIUM TRUCK | Enabled | 1/4/2022 12:00:00 AM
643 | 9774254 | MONLEON, RICHARD PRADO | DRIVER, DUMP TRUCK | Enabled | 1/4/2022 12:00:00 AM
644 | 9778047 | MONTAÑO, JOEMAR ALCANO | DRIVER, MEDIUM TRUCK | Enabled | 1/4/2022 12:00:00 AM
645 | 9326014 | MONTEALEGRE, RAMON QUIBRANTAR | DRIVER, DUMP TRUCK | Enabled | 1/4/2022 12:00:00 AM
646 | 0020397 | MONTECALVO, MARJON PAMAT | DRIVER, DUMP TRUCK | Enabled | 1/4/2022 12:00:00 AM
647 | 0057614 | MONTEROYO, JEFFRY ABELLANIDA | DRIVER, DUMP TRUCK | Enabled | 1/4/2022 12:00:00 AM
648 | 0080640 | MOPIA, JOLAN UMADAC | DRIVER, DUMP TRUCK | Enabled | 1/4/2022 12:00:00 AM
649 | 8943494 | MOPIA, MARK ANTHONY SERAIN | DRIVER, EXTRA HEAVY TRUCK | Enabled | 1/4/2022 12:00:00 AM
650 | 9684174 | MOQUETE, ELTON DIONELA | DRIVER, DUMP TRUCK | Enabled | 1/4/2022 12:00:00 AM
651 | 9679537 | MORALES, BRIAN ALBERCA | MB SV DRIVER | Enabled | 1/4/2022 12:00:00 AM
652 | 9684352 | MORALES, RAFIL LIBANDO | DRIVER, LUBE TRUCK | Enabled | 1/4/2022 12:00:00 AM
653 | 0081086 | MORANO, RODELLE MONATO | DRIVER, DUMP TRUCK | Enabled | 1/4/2022 12:00:00 AM
654 | 0052051 | MOVIDA, RAYMOND SIABOC | DRIVER, TANKER | Enabled | 1/4/2022 12:00:00 AM
655 | 0091510 | MUNDING, ASER MOPIA | MB SV DRIVER | Enabled | 1/4/2022 12:00:00 AM
656 | 0001586 | MUTIA, RICARDO IGAY | DRIVER, DUMP TRUCK | Enabled | 1/4/2022 12:00:00 AM
657 | 9377034 | NABASCA, ARNEL DEPARINE | DRIVER, DUMP TRUCK | Enabled | 1/4/2022 12:00:00 AM
658 | 0090050 | NADERA, EDWIN SIAMOC | DRIVER, DUMP TRUCK | Enabled | 1/4/2022 12:00:00 AM
659 | 9368655 | NADERA, REGIE SIAMOC | DRIVER, DUMP TRUCK | Enabled | 1/4/2022 12:00:00 AM
660 | 9636234 | NAHINE, JOEL BACLOT | DRIVER, DUMP TRUCK | Enabled | 1/4/2022 12:00:00 AM
661 | 8940436 | NAMANG, NECOMEDES LAGUMBAY | DRIVER, HEAVY TRUCK | Enabled | 1/4/2022 12:00:00 AM
662 | 9374051 | NANLABI, ROLAND SAMILLANO | DRIVER, DUMP TRUCK | Enabled | 1/4/2022 12:00:00 AM
663 | 9368981 | NARANJO, GEORGE MAGLENTE JR. | DRIVER, DUMP TRUCK | Enabled | 1/4/2022 12:00:00 AM
664 | 9681108 | NARVASA, RANDY PEPITO | DRIVER, DUMP TRUCK | Enabled | 1/4/2022 12:00:00 AM
665 | 9635963 | NAVACILLA, RAMER DEL CAMPO | DRIVER, DUMP TRUCK | Enabled | 1/4/2022 12:00:00 AM
666 | 9684972 | NEMENIO, EUGENE SALUMAG | DRIVER, HEAVY TRUCK | Enabled | 1/4/2022 12:00:00 AM
667 | 0004949 | NGALOT, ALEX GABIN | DRIVER, DUMP TRUCK | Enabled | 1/4/2022 12:00:00 AM
668 | 0089699 | NGALOT, FELIX GABIN | DRIVER, DUMP TRUCK | Enabled | 1/4/2022 12:00:00 AM
669 | 0000655 | NI-OG, JOVELL MARCON | DRIVER, DUMP TRUCK | Enabled | 1/4/2022 12:00:00 AM
670 | 8943230 | NITAFAN, JAN KENNETH HORA | DRIVER, EXTRA HEAVY TRUCK | Enabled | 1/4/2022 12:00:00 AM
671 | 0006779 | NOCHETE, ELIMEDO MORALES | DRIVER, DUMP TRUCK | Enabled | 1/4/2022 12:00:00 AM
672 | 0065196 | NOGARISA, WILLY LIMBRE | DRIVER, DUMP TRUCK | Enabled | 1/4/2022 12:00:00 AM
673 | 9658165 | NOQUERA, RAMIE PENDON | DRIVER, DUMP TRUCK | Enabled | 1/4/2022 12:00:00 AM
674 | 9774459 | NOQUERA, ROLAND PIGAROT | MB SV DRIVER | Enabled | 1/4/2022 12:00:00 AM
675 | 9650105 | NUCAL, GRESON MARAVILLA | DRIVER, DUMP TRUCK | Enabled | 1/4/2022 12:00:00 AM
676 | 0009914 | NUCAL, JONATHAN MARAVILLA | DRIVER, DUMP TRUCK | Enabled | 1/4/2022 12:00:00 AM
677 | 9684050 | NUENOS, MARCIAL ESTRERA | DRIVER, DUMP TRUCK | Enabled | 1/4/2022 12:00:00 AM
678 | 0060399 | NUÑEZ, BONIEVER MANGAPIS | DRIVER, DUMP TRUCK | Enabled | 1/4/2022 12:00:00 AM
679 | 8943265 | NUÑEZ, REY, JR. AGNE | DRIVER, EXTRA HEAVY TRUCK | Enabled | 1/4/2022 12:00:00 AM
680 | 0005175 | OBEREZ, PABLITO ALIPIO | DRIVER, DUMP TRUCK | Enabled | 1/4/2022 12:00:00 AM
681 | 9774203 | OBEREZ, ROWEL SASAN | DRIVER, DUMP TRUCK | Enabled | 1/4/2022 12:00:00 AM
682 | 0046620 | OBEREZ, TIMOTEO ALIPIO | DRIVER, DUMP TRUCK | Enabled | 1/4/2022 12:00:00 AM
683 | 0010200 | OBINA, RANDY TORRES | DRIVER, DUMP TRUCK | Enabled | 1/4/2022 12:00:00 AM
684 | 0036218 | OBINA, RENANTE CAPUNO | DRIVER, HEAVY TRUCK | Enabled | 1/4/2022 12:00:00 AM
685 | 0065617 | OBINQUE, GIOVANNE ANTIMARO | DRIVER, DUMP TRUCK | Enabled | 1/4/2022 12:00:00 AM
686 | 8940576 | OCATE, JHERLAND AMABLE | DRIVER, HEAVY TRUCK | Enabled | 1/4/2022 12:00:00 AM
687 | 0002581 | OCCEÑA, JAIRUS EYOY | DRIVER, DUMP TRUCK | Enabled | 1/4/2022 12:00:00 AM
688 | 9636595 | OCON, ARIEL SABLADA | DRIVER, DUMP TRUCK | Enabled | 1/4/2022 12:00:00 AM
689 | 9650156 | OCON, ROGELIO PUDA JR. | DRIVER, DUMP TRUCK | Enabled | 1/4/2022 12:00:00 AM
690 | 0024023 | OLIVEROS, HENRY LABIAO | DRIVER, DUMP TRUCK | Enabled | 1/4/2022 12:00:00 AM
691 | 0040002 | OLIVEROS, HERNANE LABIAO JR. | DRIVER, DUMP TRUCK | Enabled | 1/4/2022 12:00:00 AM
692 | 9648909 | OLLOSA, WILMER CORPUZ | DRIVER, DUMP TRUCK | Enabled | 1/4/2022 12:00:00 AM
693 | 9702466 | OMILDA, DEXTER MACABINLAR | DRIVER, DUMP TRUCK | Enabled | 1/4/2022 12:00:00 AM
694 | 9659390 | OMILEG, JAYSON ROMERO | DRIVER, DUMP TRUCK | Enabled | 1/4/2022 12:00:00 AM
695 | 9634398 | OMONGOS, NELSON MANGROBAN JR. | DRIVER, DUMP TRUCK | Enabled | 1/4/2022 12:00:00 AM
696 | 9648895 | OÑATE, FRANCIS LUCENO | DRIVER, DUMP TRUCK | Enabled | 1/4/2022 12:00:00 AM
697 | 0051349 | ONES, CARLITO ELGA | DRIVER, DUMP TRUCK | Enabled | 1/4/2022 12:00:00 AM
698 | 9640428 | ONGOS, REJEME CANO | DRIVER, DUMP TRUCK | Enabled | 1/4/2022 12:00:00 AM
699 | 9368329 | ONIOT, FRANKLIN SUSON | DRIVER, DUMP TRUCK | Enabled | 1/4/2022 12:00:00 AM
700 | 0031747 | ONIOT, JOVEL SUSON | DRIVER, DUMP TRUCK | Enabled | 1/4/2022 12:00:00 AM
701 | 9680624 | OPSIAR, ANTHONY CABILIN | DRIVER, DUMP TRUCK | Enabled | 1/4/2022 12:00:00 AM
702 | 9704582 | ORDANEL, JOWES MAQUIRAN | DRIVER, DUMP TRUCK | Enabled | 1/4/2022 12:00:00 AM
703 | 9372881 | ORDANIEL, DENNIS MAGTO | DRIVER, DUMP TRUCK | Enabled | 1/4/2022 12:00:00 AM
704 | 9355855 | ORDENIZA, GENESIS LARANJO | DRIVER, LIGHT TRUCK | Enabled | 1/4/2022 12:00:00 AM
705 | 0027499 | ORGINO, DIXTER MORAN | DRIVER, HEAVY TRUCK | Enabled | 1/4/2022 12:00:00 AM
706 | 0008965 | ORIGENES, GILBERT ORCULLO | DRIVER, DUMP TRUCK | Enabled | 1/4/2022 12:00:00 AM
707 | 9701281 | ORILLANEDA, MICHAEL YPARRAGUERI | PRIME MOVER DRIVER | Enabled | 1/4/2022 12:00:00 AM
708 | 0065188 | ORTIZ, ARNOLD GARONIA | DRIVER, SV | Enabled | 1/4/2022 12:00:00 AM
709 | 9703055 | PABILLON, RANDY ESTRADA | DRIVER, DUMP TRUCK | Enabled | 1/4/2022 12:00:00 AM
710 | 9370870 | PABITERO, MERBEN CHRISTOPHER ACOSTA | DRIVER, DUMP TRUCK | Enabled | 1/4/2022 12:00:00 AM
711 | 9337563 | PABLO, PERCIVAL PASTOR | DRIVER, LUBE TRUCK | Enabled | 1/4/2022 12:00:00 AM
712 | 9641076 | PACALDO, RAE MARK DAGATAN | DRIVER, DUMP TRUCK | Enabled | 1/4/2022 12:00:00 AM
713 | 0085758 | PACLIBAR, DANILO BAYLON | DRIVER, DUMP TRUCK | Enabled | 1/4/2022 12:00:00 AM
714 | 9703152 | PADIGOS, RICHARD UBAUB | DRIVER, DUMP TRUCK | Enabled | 1/4/2022 12:00:00 AM
715 | 0098647 | PADILLA, LEIF AUSTERO | DRIVER, DUMP TRUCK | Enabled | 1/4/2022 12:00:00 AM
716 | 0015466 | PADIOS, DANILO MISSION JR. | DRIVER, DUMP TRUCK | Enabled | 1/4/2022 12:00:00 AM
717 | 0054070 | PADO, ROMMEL TRAJANO | DRIVER, DUMP TRUCK | Enabled | 1/4/2022 12:00:00 AM
718 | 9633219 | PADON, JUNNIFER ROLUNA | DRIVER, DUMP TRUCK | Enabled | 1/4/2022 12:00:00 AM
719 | 9371079 | PAGADOR, ARGIE ISRAEL JR. | DRIVER, DUMP TRUCK | Enabled | 1/4/2022 12:00:00 AM
720 | 8939993 | PAGLINAWAN, REY NOLIA | DRIVER, HEAVY TRUCK | Enabled | 1/4/2022 12:00:00 AM
721 | 8942811 | PAGLINAWAN, ROEL QUIÑO | DRIVER, EXTRA HEAVY TRUCK | Enabled | 1/4/2022 12:00:00 AM
722 | 9634509 | PAIRA, JEFHTE UNGAB | DRIVER, DUMP TRUCK | Enabled | 1/4/2022 12:00:00 AM
723 | 9641211 | PALASAN, ARNEL SALVO | DRIVER, DUMP TRUCK | Enabled | 1/4/2022 12:00:00 AM
724 | 0011177 | PALERO, NOLI DAWAL JR. | DRIVER, DUMP TRUCK | Enabled | 1/4/2022 12:00:00 AM
725 | 0076538 | PANGAN, JOSE ROLDAN JR. | DRIVER, STAKE TRUCK | Enabled | 1/4/2022 12:00:00 AM
726 | 9371850 | PANONCILLO, SUGAR REY COMPESINO | DRIVER, DUMP TRUCK | Enabled | 1/4/2022 12:00:00 AM
727 | 0028231 | PANOY, JENIEL LATUHAN | DRIVER, DUMP TRUCK | Enabled | 1/4/2022 12:00:00 AM
728 | 9704523 | PANSOY, ARNOLD VILLAHERMOSA | DRIVER, DUMP TRUCK | Enabled | 1/4/2022 12:00:00 AM
729 | 9774238 | PANTALEON, EDEN NORCOS | DRIVER, DUMP TRUCK | Enabled | 1/4/2022 12:00:00 AM
730 | 9375767 | PANTALEON, GILBERT CABALLERO | DRIVER, DUMP TRUCK | Enabled | 1/4/2022 12:00:00 AM
731 | 9369767 | PANTONIAL, JESTONE PRANDAS | DRIVER, DUMP TRUCK | Enabled | 1/4/2022 12:00:00 AM
732 | 9635939 | PANUNCIA, JIM BOY MAHUSAY | DRIVER, DUMP TRUCK | Enabled | 1/4/2022 12:00:00 AM
733 | 9681256 | PAQUIT, CEFERINO GORRES JR. | MB SV DRIVER | Enabled | 1/4/2022 12:00:00 AM
734 | 0011231 | PAQUIT, CHARLIE GORRES | DRIVER, DUMP TRUCK | Enabled | 1/4/2022 12:00:00 AM
735 | 0029777 | PARADAS, NONITO CARNASA JR. | DRIVER, DUMP TRUCK | Enabled | 1/4/2022 12:00:00 AM
736 | 0080233 | PARADILA, JULIO BASTIDA | DRIVER, DUMP TRUCK | Enabled | 1/4/2022 12:00:00 AM
737 | 9774777 | PARADIRO, NATANEIL SILVA | DRIVER, DUMP TRUCK | Enabled | 1/4/2022 12:00:00 AM
738 | 0057649 | PARAGOSO, DINDO MADANLO | DRIVER, DUMP TRUCK | Enabled | 1/4/2022 12:00:00 AM
739 | 0002001 | PARDILLO, ANTHONY OBEJERO | DRIVER, DUMP TRUCK | Enabled | 1/4/2022 12:00:00 AM
740 | 9374205 | PARILLA, JOLITO CANIALITA | DRIVER, DUMP TRUCK | Enabled | 1/4/2022 12:00:00 AM
741 | 9372237 | PARO, JAY-R SAYSON | DRIVER, DUMP TRUCK | Enabled | 1/4/2022 12:00:00 AM
742 | 9684840 | PASCUAL, SONY BOY LACANIENTA | DRIVER, HEAVY TRUCK | Enabled | 1/4/2022 12:00:00 AM
743 | 0042242 | PASTERA, ROLANDO EMPENIO | DRIVER, SV | Enabled | 1/4/2022 12:00:00 AM
744 | 9705007 | PAYLA, ARNEL SARAYAN | DRIVER, DUMP TRUCK | Enabled | 1/4/2022 12:00:00 AM
745 | 0097527 | PEDRES, HENRY TRAIGO | DRIVER, ARTICULATED WATER TRUC | Enabled | 1/4/2022 12:00:00 AM
746 | 9640355 | PELARION, SALVADOR CEDENO JR. | DRIVER, DUMP TRUCK | Enabled | 1/4/2022 12:00:00 AM
747 | 9774963 | PEÑERO, JOHN MARK RAFOLS | DRIVER, SV | Enabled | 1/4/2022 12:00:00 AM
748 | 9681000 | PENIZA, ARCHIE MAYORAL | DRIVER | Enabled | 1/4/2022 12:00:00 AM
749 | 0009992 | PEREZ, MARK MANABAR | DRIVER, DUMP TRUCK | Enabled | 1/4/2022 12:00:00 AM
750 | 9703233 | PEREZ, ORLANDO YONGCO JR. | DRIVER, DUMP TRUCK | Enabled | 1/4/2022 12:00:00 AM
751 | 9296190 | PERFECIO, JOHN ERIK NOBLEZA | DRIVER, SV | Enabled | 1/4/2022 12:00:00 AM
752 | 9294333 | PERFECIO, REX JIPP NOBLEZA | DRIVER, DUMP TRUCK | Enabled | 1/4/2022 12:00:00 AM
753 | 8941688 | PESIAO, JHON CARLO LUBGUBAN | DRIVER, HEAVY TRUCK | Enabled | 1/4/2022 12:00:00 AM
754 | 9374965 | PINGKIAN, EVER PACULBA | DRIVER, DUMP TRUCK | Enabled | 1/4/2022 12:00:00 AM
755 | 0012467 | PIODENA, RENE LONGAKIT | MB SV DRIVER | Enabled | 1/4/2022 12:00:00 AM
756 | 0029378 | POJAS, DOMINGO TOBIAS JR. | DRIVER, DUMP TRUCK | Enabled | 1/4/2022 12:00:00 AM
757 | 9701168 | POLINAR, REGIM BUGAS | DRIVER, DUMP TRUCK | Enabled | 1/4/2022 12:00:00 AM
758 | 0003847 | PON-AN, LORENZO CASTRO JR. | DRIVER, DUMP TRUCK | Enabled | 1/4/2022 12:00:00 AM
759 | 0033723 | POSADAS, RICHARD DELA TORRE | MB SV DRIVER | Enabled | 1/4/2022 12:00:00 AM
760 | 8942137 | PUEBLA, ANGELO SUMAYLO | DRIVER, EXTRA HEAVY TRUCK | Enabled | 1/4/2022 12:00:00 AM
761 | 9681329 | PULIDO, SANY VERGILIO CAMPANA | DRIVER, DUMP TRUCK | Enabled | 1/4/2022 12:00:00 AM
762 | 8943257 | PUZON, MARCO ALERA | DRIVER, EXTRA HEAVY TRUCK | Enabled | 1/4/2022 12:00:00 AM
763 | 0019712 | QUIAO, RAMIL MANICO | DRIVER, DUMP TRUCK | Enabled | 1/4/2022 12:00:00 AM
764 | 0034444 | QUILIT, CAMELO DE SAN JOSE JR. | DRIVER, DUMP TRUCK | Enabled | 1/4/2022 12:00:00 AM
765 | 9775374 | QUIÑOSO, GEL MAGHANOY | DRIVER, DUMP TRUCK | Enabled | 1/4/2022 12:00:00 AM
766 | 9701508 | QUIOCSON, AUDY LUMANOG | DRIVER, DUMP TRUCK | Enabled | 1/4/2022 12:00:00 AM
767 | 9646671 | QUIRINO, RANDY MURILLO | DRIVER, DUMP TRUCK | Enabled | 1/4/2022 12:00:00 AM
768 | 9632409 | RABULAN, BENECIO FORMENTO III | DRIVER, SV | Enabled | 1/4/2022 12:00:00 AM
769 | 0028029 | RAFAILA, IGNACIO ABELLA JR. | DRIVER, DUMP TRUCK | Enabled | 1/4/2022 12:00:00 AM
770 | 0034320 | RAGANOT, REYNALDO SERVILA | DRIVER, BUS | Enabled | 1/4/2022 12:00:00 AM
771 | 9376232 | RAGRAG, MARJUN OBEDENCIO | MB SV DRIVER | Enabled | 1/4/2022 12:00:00 AM
772 | 0084670 | RAMIREZ, EMMANUEL BENAVIDEZ | DRIVER, MEDIUM TRUCK | Enabled | 1/4/2022 12:00:00 AM
773 | 9293426 | RAMOS, GARIZALDE BRABONGA | DRIVER, LIGHT TRUCK | Enabled | 1/4/2022 12:00:00 AM
774 | 9368345 | RAMOS, RENALDO BALANSAG | DRIVER, WATER TRUCK | Enabled | 1/4/2022 12:00:00 AM
775 | 9370927 | RAMOS, RICHARD BALANSAG | DRIVER, DUMP TRUCK | Enabled | 1/4/2022 12:00:00 AM
776 | 9637311 | RANIS, ADONIS RANGA | DRIVER, TREE SPADE | Enabled | 1/4/2022 12:00:00 AM
777 | 0038792 | RANIS, ALLAN RANGA | DRIVER, DUMP TRUCK | Enabled | 1/4/2022 12:00:00 AM
778 | 9298045 | RANIS, ARNOLD RANGA | DRIVER, STAKE TRUCK | Enabled | 1/4/2022 12:00:00 AM
779 | 8941645 | RAÑOA, JOSE ALEGUIS | DRIVER, HEAVY TRUCK | Enabled | 1/4/2022 12:00:00 AM
780 | 9683860 | RAPOG, ERNESTO PAJARON JR. | MB SV DRIVER | Enabled | 1/4/2022 12:00:00 AM
781 | 9651675 | REBALDE, RICARDO REBAMONTE | DRIVER, DUMP TRUCK | Enabled | 1/4/2022 12:00:00 AM
782 | 0071420 | REBUSTES, WILBERT MESULLO | DRIVER, DUMP TRUCK | Enabled | 1/4/2022 12:00:00 AM
783 | 0078247 | REMO, NONI PABINAS | DRIVER, DUMP TRUCK | Enabled | 1/4/2022 12:00:00 AM
784 | 0089850 | RESTAURO, CARMELITO SANCHEZ | DRIVER, WATER TRUCK | Enabled | 1/4/2022 12:00:00 AM
785 | 9636250 | RETIZ, MAGDALENO BASALAN | DRIVER, DUMP TRUCK | Enabled | 1/4/2022 12:00:00 AM
786 | 0039659 | RETIZA, JERRYMIE MAQUIRAN | DRIVER, DUMP TRUCK | Enabled | 1/4/2022 12:00:00 AM
787 | 0074438 | REYES, RUEL ANDIA | DRIVER, DUMP TRUCK | Enabled | 1/4/2022 12:00:00 AM
788 | 9376542 | RITA, JOHN CARLO ROSALES | DRIVER, HEAVY TRUCK | Enabled | 1/4/2022 12:00:00 AM
789 | 9372687 | RIVERA, EARL BELANDRES | DRIVER, DUMP TRUCK | Enabled | 1/4/2022 12:00:00 AM
790 | 8940444 | ROBERTO, ELIZARD ALOJADO | DRIVER, SV | Enabled | 1/4/2022 12:00:00 AM
791 | 0051152 | ROCA, ARYEL DALUPERI | DRIVER, DUMP TRUCK | Enabled | 1/4/2022 12:00:00 AM
792 | 0088889 | RODELAS, BARBIE MAGAYON | DRIVER, DUMP TRUCK | Enabled | 1/4/2022 12:00:00 AM
793 | 0092150 | RODRIGUEZ, EMMANUEL PULGO | DRIVER, SV | Enabled | 1/4/2022 12:00:00 AM
794 | 8943222 | RODRIGUEZ, RICHARD OYANON | DRIVER, EXTRA HEAVY TRUCK | Enabled | 1/4/2022 12:00:00 AM
795 | 0002649 | ROGERO, RODOLFO RAMIREZ SR. | DRIVER, DUMP TRUCK | Enabled | 1/4/2022 12:00:00 AM
796 | 0050741 | ROJAS, MICHAEL TERAÑA | DRIVER, DUMP TRUCK | Enabled | 1/4/2022 12:00:00 AM
797 | 9774947 | ROLOOS, JAY RYAN PEREZ | DRIVER, DUMP TRUCK | Enabled | 1/4/2022 12:00:00 AM
798 | 9378561 | ROMUALDO, ERNEST ACE CUARESMA | MB SV DRIVER | Enabled | 1/4/2022 12:00:00 AM
799 | 9368647 | ROSALINDA, WILFRED LEUTERIO | DRIVER, DUMP TRUCK | Enabled | 1/4/2022 12:00:00 AM
800 | 0002407 | ROSAURO, PEDRO LOPEZ SR. | DRIVER, DUMP TRUCK | Enabled | 1/4/2022 12:00:00 AM
801 | 0092983 | ROSETE, RODERICK JOSE | DRIVER, MEDIUM TRUCK | Enabled | 1/4/2022 12:00:00 AM
802 | 9777210 | ROYO, MARK JOHN SAULONG | DRIVER, MEDIUM TRUCK | Enabled | 1/4/2022 12:00:00 AM
803 | 9374280 | RUALES, NELBOY LUZON | DRIVER, DUMP TRUCK | Enabled | 1/4/2022 12:00:00 AM
804 | 9682384 | RUAYA, MARK ANTHONY CODILLA | DRIVER, DUMP TRUCK | Enabled | 1/4/2022 12:00:00 AM
805 | 8941602 | RUBIO, ARLENE TUBOG | DRIVER, MEDIUM TRUCK | Enabled | 1/4/2022 12:00:00 AM
806 | 9650180 | RUIZ, ELENO MAGHUYOP | DRIVER, DUMP TRUCK | Enabled | 1/4/2022 12:00:00 AM
807 | 9374515 | SABA, JEROME DOMICILLO | DRIVER, DUMP TRUCK | Enabled | 1/4/2022 12:00:00 AM
808 | 9682961 | SABANAL, RANDY TANOJA | DRIVER, DUMP TRUCK | Enabled | 1/4/2022 12:00:00 AM
809 | 9778810 | SABANAL, REY MARK TANOJA | DRIVER, MEDIUM TRUCK | Enabled | 1/4/2022 12:00:00 AM
810 | 9377611 | SABATE, RODRIGO AMONCIO JR. | MB SV DRIVER | Enabled | 1/4/2022 12:00:00 AM
811 | 9367845 | SABIAN, EDUARDO TAMBAGAHAN | DRIVER, BUS | Enabled | 1/4/2022 12:00:00 AM
812 | 0057657 | SABORNIDO, JESIER LAURON | DRIVER, DUMP TRUCK | Enabled | 1/4/2022 12:00:00 AM
813 | 9375155 | SAHOT, RICHARD | DRIVER, DUMP TRUCK | Enabled | 1/4/2022 12:00:00 AM
814 | 0021911 | SALDIA, RONALD MAG-ASO | DRIVER, DUMP TRUCK | Enabled | 1/4/2022 12:00:00 AM
815 | 9777482 | SALES, AMADO ORCAJO III | MB SV DRIVER | Enabled | 1/4/2022 12:00:00 AM
816 | 0076023 | SALGAN, SEMIE LUSAY | DRIVER, DUMP TRUCK | Enabled | 1/4/2022 12:00:00 AM
817 | 9684026 | SALINAS, EPHRAIM CANENCIA | DRIVER, HEAVY TRUCK | Enabled | 1/4/2022 12:00:00 AM
818 | 0007824 | SALINAS, RICO CAMENCIA | DRIVER, DUMP TRUCK | Enabled | 1/4/2022 12:00:00 AM
819 | 9368884 | SALISE, FRANCIS GLENN BONODE | DRIVER, DUMP TRUCK | Enabled | 1/4/2022 12:00:00 AM
820 | 9339752 | SALVADOR, N-FRED LIM | DRIVER, TRAILER BUS | Enabled | 1/4/2022 12:00:00 AM
821 | 9703810 | SALVADOR, OLIVER VICENTE | DRIVER, DUMP TRUCK | Enabled | 1/4/2022 12:00:00 AM
822 | 9774246 | SALVALEON, JOHN MARK GALOT | DRIVER, DUMP TRUCK | Enabled | 1/4/2022 12:00:00 AM
823 | 9680004 | SAMONTE, RAYBURN CERIALES | DRIVER, DUMP TRUCK | Enabled | 1/4/2022 12:00:00 AM
824 | 0098965 | SAMORANOS, RODEL LAMOSTE | DRIVER, DUMP TRUCK | Enabled | 1/4/2022 12:00:00 AM
825 | 9634622 | SANCHEZ, KHEVIN JHON RICK RUDE SUDATE | DRIVER, HEAVY TRUCK | Enabled | 1/4/2022 12:00:00 AM
826 | 0089877 | SANCHEZ, ORLANDO NADERA | DRIVER, DUMP TRUCK | Enabled | 1/4/2022 12:00:00 AM
827 | 0089605 | SANCHEZ, RONNIE ALCAIN | DRIVER, DUMP TRUCK | Enabled | 1/4/2022 12:00:00 AM
828 | 9633413 | SANTERO, JOHNNY TADIA | DRIVER, DUMP TRUCK | Enabled | 1/4/2022 12:00:00 AM
829 | 0099708 | SANTERO, JUNARD TADIA | DRIVER, DUMP TRUCK | Enabled | 1/4/2022 12:00:00 AM
830 | 0015989 | SANTERO, RONNIE TADIA | DRIVER, DUMP TRUCK | Enabled | 1/4/2022 12:00:00 AM
831 | 9374124 | SANTILLAN, PEDRO VILLEGAS | DRIVER, DUMP TRUCK | Enabled | 1/4/2022 12:00:00 AM
832 | 0010448 | SANTOS, WILSON DELA CRUZ | DRIVER, HEAVY TRUCK | Enabled | 1/4/2022 12:00:00 AM
833 | 0016381 | SARIGUMBA, GERARDO OBED JR. | DRIVER, DUMP TRUCK | Enabled | 1/4/2022 12:00:00 AM
834 | 9681493 | SARMIENTO, JOSEPH ALVAREZ | DRIVER, DUMP TRUCK | Enabled | 1/4/2022 12:00:00 AM
835 | 9778829 | SARMIENTO, MARLON MAMARIL | DRIVER, HEAVY TRUCK | Enabled | 1/4/2022 12:00:00 AM
836 | 9636188 | SATUR, CRISPIN PAMENTAO | DRIVER, DUMP TRUCK | Enabled | 1/4/2022 12:00:00 AM
837 | 0002784 | SAYSON, RICARDO COBRADO JR. | DRIVER, DUMP TRUCK | Enabled | 1/4/2022 12:00:00 AM
838 | 9652043 | SEDIGO, MICHAEL GAPOL | DRIVER, DUMP TRUCK | Enabled | 1/4/2022 12:00:00 AM
839 | 0080985 | SELGA, GEORGE EYOY | DRIVER, DUMP TRUCK | Enabled | 1/4/2022 12:00:00 AM
840 | 9682465 | SELGAS, JEROME CASTILLO | DRIVER, DUMP TRUCK | Enabled | 1/4/2022 12:00:00 AM
841 | 9651330 | SELODIO, MELMARK TAMBOON | DRIVER, DUMP TRUCK | Enabled | 1/4/2022 12:00:00 AM
842 | 0042676 | SENOY, ARNEL RULONA | DRIVER, EXECUTIVE | Enabled | 1/4/2022 12:00:00 AM
843 | 9372911 | SEPARES, RENATO YBAÑEZ JR. | DRIVER, DUMP TRUCK | Enabled | 1/4/2022 12:00:00 AM
844 | 9703853 | SERENCIO, GERALD | DRIVER, DUMP TRUCK | Enabled | 1/4/2022 12:00:00 AM
845 | 9775846 | SEREVILLA, JOSELITO ELARDO | DRIVER, CANTER | Enabled | 1/4/2022 12:00:00 AM
846 | 9703209 | SERNA, JOEVAN SAGA | DRIVER, DUMP TRUCK | Enabled | 1/4/2022 12:00:00 AM
847 | 9355413 | SIBONGA, KENAN BAQUITA | DRIVER, DUMP TRUCK | Enabled | 1/4/2022 12:00:00 AM
848 | 9371133 | SIBUG, DIOMEDES CADANAO JR. | DRIVER, DUMP TRUCK | Enabled | 1/4/2022 12:00:00 AM
849 | 9659862 | SICLOT, MARWELL ROSELLOSA | DRIVER, DUMP TRUCK | Enabled | 1/4/2022 12:00:00 AM
850 | 9683011 | SIGUE, ANTONIO TROCIO JR. | DRIVER, DUMP TRUCK | Enabled | 1/4/2022 12:00:00 AM
851 | 9683941 | SINGLADOR, ROUMMEL AMOSO | DRIVER, EXTRA HEAVY TRUCK | Enabled | 1/4/2022 12:00:00 AM
852 | 9658300 | SIOSANA, LARRY PONGOS | DRIVER, DUMP TRUCK | Enabled | 1/4/2022 12:00:00 AM
853 | 9777687 | SISON, MATHEW QUINN GOLEZ | MB SV DRIVER | Enabled | 1/4/2022 12:00:00 AM
854 | 0090182 | SIVILLINO, NOEL GALLARDO | DRIVER, DUMP TRUCK | Enabled | 1/4/2022 12:00:00 AM
855 | 9774742 | SOBERANO, RENE ROMUALDO | DRIVER, DUMP TRUCK | Enabled | 1/4/2022 12:00:00 AM
856 | 0007817 | SOLEDAD, EDGAR CANON | DRIVER, DUMP TRUCK | Enabled | 1/4/2022 12:00:00 AM
857 | 8941629 | SOLIANO, RUDSHEL MELCHOR | DRIVER, HEAVY TRUCK | Enabled | 1/4/2022 12:00:00 AM
858 | 8939896 | SORIANO, LORD MANZO | DRIVER, HEAVY TRUCK | Enabled | 1/4/2022 12:00:00 AM
859 | 9374507 | SOTTO, ROGELIO SALAZAR | DRIVER, DUMP TRUCK | Enabled | 1/4/2022 12:00:00 AM
860 | 9776915 | STA. MARIA, JELIUS DIAZ | DRIVER, SV | Enabled | 1/4/2022 12:00:00 AM
861 | 8940533 | SUITADO, ROWEL ACUPIO | DRIVER, HEAVY TRUCK | Enabled | 1/4/2022 12:00:00 AM
862 | 9778853 | SUMAGA, CARLOS UGALDE JR. | DRIVER, HEAVY TRUCK | Enabled | 1/4/2022 12:00:00 AM
863 | 9774769 | SUMALPONG, RYAN BLANCO | DRIVER, DUMP TRUCK | Enabled | 1/4/2022 12:00:00 AM
864 | 9704833 | SUMILE, ARNEL PARAS | DRIVER, DUMP TRUCK | Enabled | 1/4/2022 12:00:00 AM
865 | 0051357 | SUMOG-OY, EDWARD PONTILLAS | DRIVER, DUMP TRUCK | Enabled | 1/4/2022 12:00:00 AM
866 | 9775153 | SUMONDOD, LEONIE GUMAGA | DRIVER, DUMP TRUCK | Enabled | 1/4/2022 12:00:00 AM
867 | 9778985 | SUPLA-AG, MALBIEN ENRIQUEZ | DRIVER, MEDIUM TRUCK | Enabled | 1/4/2022 12:00:00 AM
868 | 9655905 | SURDILLA, RUBEN ALBARIDA | DRIVER, DUMP TRUCK | Enabled | 1/4/2022 12:00:00 AM
869 | 0050377 | TABANAO, NILO DICON | DRIVER, DUMP TRUCK | Enabled | 1/4/2022 12:00:00 AM
870 | 9701346 | TABAY, LANLEE ROY MAQUIRAN | MB SV DRIVER | Enabled | 1/4/2022 12:00:00 AM
871 | 9368140 | TABRIGA, JASON OBERES | DRIVER, DUMP TRUCK | Enabled | 1/4/2022 12:00:00 AM
872 | 9701370 | TABUAN, RENANTE FRANCISCO | DRIVER, DUMP TRUCK | Enabled | 1/4/2022 12:00:00 AM
873 | 9631550 | TABUDLONG, MARCELO POQUITA | DRIVER, DUMP TRUCK | Enabled | 1/4/2022 12:00:00 AM
874 | 9701362 | TACAY, JOSEPH TABIROS | MB SV DRIVER | Enabled | 1/4/2022 12:00:00 AM
875 | 9659587 | TAGANAS, PAUL JOHN LUMABAN | DRIVER, ARTICULATED WATER TRUC | Enabled | 1/4/2022 12:00:00 AM
876 | 9701648 | TAGLUCOP, JONATHAN LIMEN | DRIVER, DUMP TRUCK | Enabled | 1/4/2022 12:00:00 AM
877 | 9369805 | TAGOCTOC, BENJAMEN ACHAY JR. | DRIVER, HEAVY TRUCK | Enabled | 1/4/2022 12:00:00 AM
878 | 9660119 | TAGOCTOC, JOVERT ACHAY | DRIVER, DUMP TRUCK | Enabled | 1/4/2022 12:00:00 AM
879 | 9705066 | TAJORES, CARLO CASTILLO | DRIVER, DUMP TRUCK | Enabled | 1/4/2022 12:00:00 AM
880 | 9655859 | TALISIC, CLEMENTINO EMPASIS JR. | DRIVER, DUMP TRUCK | Enabled | 1/4/2022 12:00:00 AM
881 | 0089230 | TALURONG, ARNIL ARANJUEZ | DRIVER, DUMP TRUCK | Enabled | 1/4/2022 12:00:00 AM
882 | 0028762 | TAMORETE, ERVIN APAWAN | DRIVER, DUMP TRUCK | Enabled | 1/4/2022 12:00:00 AM
883 | 9371818 | TANAYA, MARK GIL VIGONTE | DRIVER, DUMP TRUCK | Enabled | 1/4/2022 12:00:00 AM
884 | 9638024 | TAPIA, EDWIN TORRES | DRIVER, DUMP TRUCK | Enabled | 1/4/2022 12:00:00 AM
885 | 9681426 | TARE, JEZREL CUIZON | DRIVER, DUMP TRUCK | Enabled | 1/4/2022 12:00:00 AM
886 | 9354247 | TEJADA, ALBERTO BACOLCOL | KENWORTH DRIVER | Enabled | 1/4/2022 12:00:00 AM
887 | 9326081 | TEJADA, FLORY JOY MADARCOS | MB SV DRIVER | Enabled | 1/4/2022 12:00:00 AM
888 | 9774785 | TELERON, RUDELMAR MANOLONG | DRIVER, DUMP TRUCK | Enabled | 1/4/2022 12:00:00 AM
889 | 9650369 | TEMENIA, JAN EDWIN GALAPON | DRIVER, HEAVY TRUCK | Enabled | 1/4/2022 12:00:00 AM
890 | 9652035 | TEOLOGO, ROLAND MACAY SR. | DRIVER, DUMP TRUCK | Enabled | 1/4/2022 12:00:00 AM
891 | 9658521 | TEOLOGO, RUFO MACAY JR. | DRIVER, DUMP TRUCK | Enabled | 1/4/2022 12:00:00 AM
892 | 8942773 | TESTADO, ROGER COLLADOS | DRIVER, EXTRA HEAVY TRUCK | Enabled | 1/4/2022 12:00:00 AM
893 | 9322566 | TEVES, MICHAEL VENUS | DRIVER, DUMP TRUCK | Enabled | 1/4/2022 12:00:00 AM
894 | 9775250 | TEVES, VICTORIO VILLABAS | DRIVER, DUMP TRUCK | Enabled | 1/4/2022 12:00:00 AM
895 | 0010624 | TIBURCIO, ROBERTO GREGORIO JR. | DRIVER, MEDIUM TRUCK | Enabled | 1/4/2022 12:00:00 AM
896 | 8941653 | TINOY, ELJE GUMAHAD | DRIVER, HEAVY TRUCK | Enabled | 1/4/2022 12:00:00 AM
897 | 9368892 | TOMORIC, VERNIE MUÑOZ | DRIVER, DUMP TRUCK | Enabled | 1/4/2022 12:00:00 AM
898 | 0009056 | TORREMOCHA, DANTE TAMPOS | DRIVER, DUMP TRUCK | Enabled | 1/4/2022 12:00:00 AM
899 | 9339191 | TORRES, ADRIAN TRIA | DRIVER, DUMP TRUCK | Enabled | 1/4/2022 12:00:00 AM
900 | 0032662 | TORRES, MICHAEL DACULA | DRIVER, DUMP TRUCK | Enabled | 1/4/2022 12:00:00 AM
901 | 0009476 | TRAYA, DENNIS SANTILLAN | DRIVER, DUMP TRUCK | Enabled | 1/4/2022 12:00:00 AM
902 | 9658645 | TRIBUNALO, HILADIO AMION JR. | DRIVER, DUMP TRUCK | Enabled | 1/4/2022 12:00:00 AM
903 | 0042226 | TRILLO, ORLANDO ANDRANO | DRIVER, HYUNDAI DT | Enabled | 1/4/2022 12:00:00 AM
904 | 0005346 | TUADLES, RAMIL VERGARA | DRIVER, DUMP TRUCK | Enabled | 1/4/2022 12:00:00 AM
905 | 0044024 | TUAREZ, BRENDO APOLINARIO | DRIVER, DUMP TRUCK | Enabled | 1/4/2022 12:00:00 AM
906 | 0042978 | TUAREZ, EDILBERTO APOLINARIO JR. | DRIVER, DUMP TRUCK | Enabled | 1/4/2022 12:00:00 AM
907 | 9650466 | TUBA, JAY PEE BONCALES | DRIVER, DUMP TRUCK | Enabled | 1/4/2022 12:00:00 AM
908 | 9648399 | TUMBALE, MELVIN CORDILLA | DRIVER, DUMP TRUCK | Enabled | 1/4/2022 12:00:00 AM
909 | 9369961 | TUNGCALING, JUDESAR PITANGHOL | DRIVER, DUMP TRUCK | Enabled | 1/4/2022 12:00:00 AM
910 | 0004397 | TUPAN, FRANK CARLUCCI GATINAO | DRIVER, HEAVY TRUCK | Enabled | 1/4/2022 12:00:00 AM
911 | 9702423 | TURNO, FELIPE ALVAREZ | DRIVER, HEAVY TRUCK | Enabled | 1/4/2022 12:00:00 AM
912 | 9681574 | TURTUR, JOEL VILLAZON | DRIVER, DUMP TRUCK | Enabled | 1/4/2022 12:00:00 AM
913 | 9634517 | TUTO, ELMER GIGANTE | DRIVER, DUMP TRUCK | Enabled | 1/4/2022 12:00:00 AM
914 | 0002414 | UBA, ELDRED ALLARSE | DRIVER, DUMP TRUCK | Enabled | 1/4/2022 12:00:00 AM
915 | 9775455 | UBOGAN, RONALD PANES | DRIVER, DUMP TRUCK | Enabled | 1/4/2022 12:00:00 AM
916 | 9774408 | UGALDE, RAUL MALAZA | DRIVER, WATER TRUCK | Enabled | 1/4/2022 12:00:00 AM
917 | 0040177 | UMAGAP, JONY CANJA | DRIVER, DUMP TRUCK | Enabled | 1/4/2022 12:00:00 AM
918 | 0015652 | UNDAG, JONATHAN EVANGELISTA | DRIVER, DUMP TRUCK | Enabled | 1/4/2022 12:00:00 AM
919 | 9637834 | UNILONGO, RONALD PRADO | DRIVER, HEAVY TRUCK | Enabled | 1/4/2022 12:00:00 AM
920 | 0067938 | VALLESCAS, JOHN REY BASOG | DRIVER, DUMP TRUCK | Enabled | 1/4/2022 12:00:00 AM
921 | 9337121 | VEGO, ARJAY ROQUERO | MB SV DRIVER | Enabled | 1/4/2022 12:00:00 AM
922 | 9655913 | VELAMIDE, WALTER CABANILLA | DRIVER, DUMP TRUCK | Enabled | 1/4/2022 12:00:00 AM
923 | 9656316 | VELASCO, ARWEN TORENO | DRIVER, DUMP TRUCK | Enabled | 1/4/2022 12:00:00 AM
924 | 9376844 | VELASCO, RYAN PAJE | DRIVER, HEAVY TRUCK | Enabled | 1/4/2022 12:00:00 AM
925 | 9660445 | VELEGANILAO, ANGELO ARNAIZ | DRIVER, DUMP TRUCK | Enabled | 1/4/2022 12:00:00 AM
926 | 9369740 | VERANO, ALLAN DALORA | DRIVER, DUMP TRUCK | Enabled | 1/4/2022 12:00:00 AM
927 | 9657606 | VERGARA, JAYSON GONZAGA | DRIVER, DUMP TRUCK | Enabled | 1/4/2022 12:00:00 AM
928 | 8942420 | VERTUCIO, RICHEL BOY GEMIDA | DRIVER, EXTRA HEAVY TRUCK | Enabled | 1/4/2022 12:00:00 AM
929 | 9375422 | VIAJEDOR, ROEL ALONZO | DRIVER, DUMP TRUCK | Enabled | 1/4/2022 12:00:00 AM
930 | 9774882 | VICENTE, VINCENT SUMAGAO | DRIVER, DUMP TRUCK | Enabled | 1/4/2022 12:00:00 AM
931 | 9636587 | VICS, ALMER BAGONGGONG | DRIVER, DUMP TRUCK | Enabled | 1/4/2022 12:00:00 AM
932 | 0004536 | VIDAL, TITO YUBIT | DRIVER, DUMP TRUCK | Enabled | 1/4/2022 12:00:00 AM
933 | 9705058 | VILLABITO, ESTEBAN, JR. YUBA | MB SV DRIVER | Enabled | 1/4/2022 12:00:00 AM
934 | 0001839 | VILLACENCIO, WILSON SAPIGA SR. | DRIVER, DUMP TRUCK | Enabled | 1/4/2022 12:00:00 AM
935 | 9702180 | VILLADAR, ROBERTO RANOCO | MB SV DRIVER | Enabled | 1/4/2022 12:00:00 AM
936 | 0011746 | VILLAFLORES, JOFEL BABAEL | DRIVER, DUMP TRUCK | Enabled | 1/4/2022 12:00:00 AM
937 | 8941610 | VILLAFUERTE, JAIME JR. ESPRAGUERA | DRIVER, MEDIUM TRUCK | Enabled | 1/4/2022 12:00:00 AM
938 | 0021644 | VILLAMOR, ERIC MONTA | DRIVER, DUMP TRUCK | Enabled | 1/4/2022 12:00:00 AM
939 | 0020702 | VILLAMOR, NELSON HONTILLA SR. | DRIVER, DUMP TRUCK | Enabled | 1/4/2022 12:00:00 AM
940 | 9371931 | VILLANUEVA, JONATHAN MACIREN | DRIVER, DUMP TRUCK | Enabled | 1/4/2022 12:00:00 AM
941 | 0092851 | VILLAPAÑA, ROWEL SIABOC | DRIVER, DUMP TRUCK | Enabled | 1/4/2022 12:00:00 AM
942 | 9657223 | VILLAREAL, JOEL MANUMBRE | DRIVER, DUMP TRUCK | Enabled | 1/4/2022 12:00:00 AM
943 | 0075418 | VILLARIN, GUELMAN BANTILLO | DRIVER, DUMP TRUCK | Enabled | 1/4/2022 12:00:00 AM
944 | 9375325 | VILLARIN, JERSON PANON | DRIVER, DUMP TRUCK | Enabled | 1/4/2022 12:00:00 AM
945 | 8940002 | VILLARIN, RENATO GUMANTASON | DRIVER, HEAVY TRUCK | Enabled | 1/4/2022 12:00:00 AM
946 | 9651608 | VILLEGAS, AGUSTIN OLIDO | DRIVER, STAKE TRUCK | Enabled | 1/4/2022 12:00:00 AM
947 | 9368493 | YAGONIA, JOJO CABURNAY | DRIVER, DUMP TRUCK | Enabled | 1/4/2022 12:00:00 AM
948 | 9681507 | YAP, DANREB AEROLL MANAAY | DRIVER, STAKE TRUCK | Enabled | 1/4/2022 12:00:00 AM
949 | 9651160 | YPIL, ALBERTO BAROY JR. | DRIVER, DUMP TRUCK | Enabled | 1/4/2022 12:00:00 AM
950 | 9650636 | YPIL, RIC BAROY | DRIVER, TRAILER BUS | Enabled | 1/4/2022 12:00:00 AM
951 | 9659072 | YPIL, RUEL BAROY | DRIVER, DUMP TRUCK | Enabled | 1/4/2022 12:00:00 AM
952 | 0026778 | YUCOT, ANANIAS OCOLARIS JR. | DRIVER, SV | Enabled | 1/4/2022 12:00:00 AM
953 | 9778918 | YULA, JAY-AR GARCIA | TRAINEE, DT DRIVER | Enabled | 1/4/2022 12:00:00 AM
954 | 9651926 | ZAMORA, JONIFER PONSICA | DRIVER, DUMP TRUCK | Enabled | 1/4/2022 12:00:00 AM
955 | 9647252 | ZAMORA, REYMOND BALESTRAMON | DRIVER, DUMP TRUCK | Enabled | 1/4/2022 12:00:00 AM
956 | 9219951 | Test Driver | ALL 4x4 | Enabled | 1/1/0001 12:00:00 AM